## Sheet1
New | Pvsystem.PV_T_171_SEC1 | phases=1 | bus1=T_171_SEC.1 | kv=0.28 | irradiance=1 | Pmpp=95.7 | kvar=0 | kVA=95.7 | %cutin=0 | %cutout=0 | PV_T_171_SEC1 | dssText.Command=[' | .Kv= | ' num2str( | read( | ,’holdingregs’,2,5))]; | dssText.Command=['Pvsystem.PV_T_171_SEC1.Kv=' num2str(read(PV_T_171_SEC1,’holdingregs’,2,5))]; | dssText.Command=['Pvsystem.PV_T_171_SEC1.Kv=' num2str(read(PV_T_171_SEC1,’holdingregs’,1,5))];
New | Pvsystem.PV_T_171_SEC2 | phases=1 | bus1=T_171_SEC.2 | kv=0.28 | irradiance=1 | Pmpp=95.7 | kvar=0 | kVA=95.7 | %cutin=0 | %cutout=0 | PV_T_171_SEC2 | [5 empty] | dssText.Command=['Pvsystem.PV_T_171_SEC2.Kv=' num2str(read(PV_T_171_SEC2,’holdingregs’,2,5))]; | dssText.Command=['Pvsystem.PV_T_171_SEC2.Kv=' num2str(read(PV_T_171_SEC1,’holdingregs’,1,5))];
New | Pvsystem.PV_T_171_SEC3 | phases=1 | bus1=T_171_SEC.3 | kv=0.28 | irradiance=1 | Pmpp=95.7 | kvar=0 | kVA=95.7 | %cutin=0 | %cutout=0 | PV_T_171_SEC3 | [5 empty] | dssText.Command=['Pvsystem.PV_T_171_SEC3.Kv=' num2str(read(PV_T_171_SEC3,’holdingregs’,2,5))]; | dssText.Command=['Pvsystem.PV_T_171_SEC3.Kv=' num2str(read(PV_T_171_SEC1,’holdingregs’,1,5))];
New | Pvsystem.PV_EBU2_LAB1 | phases=1 | bus1=EBU2_LAB.1 | kv=0.28 | irradiance=1 | Pmpp=26.7867 | kvar=0 | kVA=26.7867 | %cutin=0 | %cutout=0 | PV_EBU2_LAB1 | [5 empty] | dssText.Command=['Pvsystem.PV_EBU2_LAB1.Kv=' num2str(read(PV_EBU2_LAB1,’holdingregs’,2,5))]; | dssText.Command=['Pvsystem.PV_EBU2_LAB1.Kv=' num2str(read(PV_EBU2_LAB1,’holdingregs’,1,5))];
New | Pvsystem.PV_EBU2_LAB2 | phases=1 | bus1=EBU2_LAB.2 | kv=0.28 | irradiance=1 | Pmpp=26.7867 | kvar=0 | kVA=26.7867 | %cutin=0 | %cutout=0 | PV_EBU2_LAB2 | [5 empty] | dssText.Command=['Pvsystem.PV_EBU2_LAB2.Kv=' num2str(read(PV_EBU2_LAB2,’holdingregs’,2,5))]; | dssText.Command=['Pvsystem.PV_EBU2_LAB2.Kv=' num2str(read(PV_EBU2_LAB1,’holdingregs’,1,5))];
New | Pvsystem.PV_EBU2_LAB3 | phases=1 | bus1=EBU2_LAB.3 | kv=0.28 | irradiance=1 | Pmpp=26.7867 | kvar=0 | kVA=26.7867 | %cutin=0 | %cutout=0 | PV_EBU2_LAB3 | [5 empty] | dssText.Command=['Pvsystem.PV_EBU2_LAB3.Kv=' num2str(read(PV_EBU2_LAB3,’holdingregs’,2,5))]; | dssText.Command=['Pvsystem.PV_EBU2_LAB3.Kv=' num2str(read(PV_EBU2_LAB1,’holdingregs’,1,5))];
New | Pvsystem.PV_BIRCH_AQUARIUM1 | phases=1 | bus1=BIRCH_AQUARIUM.1 | kv=0.28 | irradiance=1 | Pmpp=3.28 | kvar=0 | kVA=3.28 | %cutin=0 | %cutout=0 | PV_BIRCH_AQUARIUM1 | [5 empty] | dssText.Command=['Pvsystem.PV_BIRCH_AQUARIUM1.Kv=' num2str(read(PV_BIRCH_AQUARIUM1,’holdingregs’,2,5))]; | dssText.Command=['Pvsystem.PV_BIRCH_AQUARIUM1.Kv=' num2str(read(PV_BIRCH_AQUARIUM1,’holdingregs’,1,5))];
New | Pvsystem.PV_BIRCH_AQUARIUM2 | phases=1 | bus1=BIRCH_AQUARIUM.2 | kv=0.28 | irradiance=1 | Pmpp=3.28 | kvar=0 | kVA=3.28 | %cutin=0 | %cutout=0 | PV_BIRCH_AQUARIUM2 | [5 empty] | dssText.Command=['Pvsystem.PV_BIRCH_AQUARIUM2.Kv=' num2str(read(PV_BIRCH_AQUARIUM2,’holdingregs’,2,5))]; | dssText.Command=['Pvsystem.PV_BIRCH_AQUARIUM2.Kv=' num2str(read(PV_BIRCH_AQUARIUM1,’holdingregs’,1,5))];
New | Pvsystem.PV_BIRCH_AQUARIUM3 | phases=1 | bus1=BIRCH_AQUARIUM.3 | kv=0.28 | irradiance=1 | Pmpp=3.28 | kvar=0 | kVA=3.28 | %cutin=0 | %cutout=0 | PV_BIRCH_AQUARIUM3 | [5 empty] | dssText.Command=['Pvsystem.PV_BIRCH_AQUARIUM3.Kv=' num2str(read(PV_BIRCH_AQUARIUM3,’holdingregs’,2,5))]; | dssText.Command=['Pvsystem.PV_BIRCH_AQUARIUM3.Kv=' num2str(read(PV_BIRCH_AQUARIUM1,’holdingregs’,1,5))];
New | Pvsystem.PV_T_270_SEC1 | phases=1 | bus1=T_270_SEC.1 | kv=0.28 | irradiance=1 | Pmpp=9.5667 | kvar=0 | kVA=9.5667 | %cutin=0 | %cutout=0 | PV_T_270_SEC1 | [5 empty] | dssText.Command=['Pvsystem.PV_T_270_SEC1.Kv=' num2str(read(PV_T_270_SEC1,’holdingregs’,2,5))]; | dssText.Command=['Pvsystem.PV_T_270_SEC1.Kv=' num2str(read(PV_T_270_SEC1,’holdingregs’,1,5))];
New | Pvsystem.PV_T_270_SEC2 | phases=1 | bus1=T_270_SEC.2 | kv=0.28 | irradiance=1 | Pmpp=9.5667 | kvar=0 | kVA=9.5667 | %cutin=0 | %cutout=0 | PV_T_270_SEC2 | [5 empty] | dssText.Command=['Pvsystem.PV_T_270_SEC2.Kv=' num2str(read(PV_T_270_SEC2,’holdingregs’,2,5))]; | dssText.Command=['Pvsystem.PV_T_270_SEC2.Kv=' num2str(read(PV_T_270_SEC1,’holdingregs’,1,5))];
New | Pvsystem.PV_T_270_SEC3 | phases=1 | bus1=T_270_SEC.3 | kv=0.28 | irradiance=1 | Pmpp=9.5667 | kvar=0 | kVA=9.5667 | %cutin=0 | %cutout=0 | PV_T_270_SEC3 | [5 empty] | dssText.Command=['Pvsystem.PV_T_270_SEC3.Kv=' num2str(read(PV_T_270_SEC3,’holdingregs’,2,5))]; | dssText.Command=['Pvsystem.PV_T_270_SEC3.Kv=' num2str(read(PV_T_270_SEC1,’holdingregs’,1,5))];
New | Pvsystem.PV_GILMAN_PARKING1 | phases=1 | bus1=GILMAN_PARKING.1 | kv=0.28 | irradiance=1 | Pmpp=64.9867 | kvar=0 | kVA=64.9867 | %cutin=0 | %cutout=0 | PV_GILMAN_PARKING1 | [5 empty] | dssText.Command=['Pvsystem.PV_GILMAN_PARKING1.Kv=' num2str(read(PV_GILMAN_PARKING1,’holdingregs’,2,5))]; | dssText.Command=['Pvsystem.PV_GILMAN_PARKING1.Kv=' num2str(read(PV_GILMAN_PARKING1,’holdingregs’,1,5))];
New | Pvsystem.PV_GILMAN_PARKING2 | phases=1 | bus1=GILMAN_PARKING.2 | kv=0.28 | irradiance=1 | Pmpp=64.9867 | kvar=0 | kVA=64.9867 | %cutin=0 | %cutout=0 | PV_GILMAN_PARKING2 | [5 empty] | dssText.Command=['Pvsystem.PV_GILMAN_PARKING2.Kv=' num2str(read(PV_GILMAN_PARKING2,’holdingregs’,2,5))]; | dssText.Command=['Pvsystem.PV_GILMAN_PARKING2.Kv=' num2str(read(PV_GILMAN_PARKING1,’holdingregs’,1,5))];
New | Pvsystem.PV_GILMAN_PARKING3 | phases=1 | bus1=GILMAN_PARKING.3 | kv=0.28 | irradiance=1 | Pmpp=64.9867 | kvar=0 | kVA=64.9867 | %cutin=0 | %cutout=0 | PV_GILMAN_PARKING3 | [5 empty] | dssText.Command=['Pvsystem.PV_GILMAN_PARKING3.Kv=' num2str(read(PV_GILMAN_PARKING3,’holdingregs’,2,5))]; | dssText.Command=['Pvsystem.PV_GILMAN_PARKING3.Kv=' num2str(read(PV_GILMAN_PARKING1,’holdingregs’,1,5))];
New | Pvsystem.PV_US_2_HOPKINS1 | phases=1 | bus1=US_2_HOPKINS.1 | kv=0.28 | irradiance=1 | Pmpp=112.6667 | kvar=0 | kVA=112.6667 | %cutin=0 | %cutout=0 | PV_US_2_HOPKINS1 | [5 empty] | dssText.Command=['Pvsystem.PV_US_2_HOPKINS1.Kv=' num2str(read(PV_US_2_HOPKINS1,’holdingregs’,2,5))]; | dssText.Command=['Pvsystem.PV_US_2_HOPKINS1.Kv=' num2str(read(PV_US_2_HOPKINS1,’holdingregs’,1,5))];
New | Pvsystem.PV_US_2_HOPKINS2 | phases=1 | bus1=US_2_HOPKINS.2 | kv=0.28 | irradiance=1 | Pmpp=112.6667 | kvar=0 | kVA=112.6667 | %cutin=0 | %cutout=0 | PV_US_2_HOPKINS2 | [5 empty] | dssText.Command=['Pvsystem.PV_US_2_HOPKINS2.Kv=' num2str(read(PV_US_2_HOPKINS2,’holdingregs’,2,5))]; | dssText.Command=['Pvsystem.PV_US_2_HOPKINS2.Kv=' num2str(read(PV_US_2_HOPKINS1,’holdingregs’,1,5))];
New | Pvsystem.PV_US_2_HOPKINS3 | phases=1 | bus1=US_2_HOPKINS.3 | kv=0.28 | irradiance=1 | Pmpp=112.6667 | kvar=0 | kVA=112.6667 | %cutin=0 | %cutout=0 | PV_US_2_HOPKINS3 | [5 empty] | dssText.Command=['Pvsystem.PV_US_2_HOPKINS3.Kv=' num2str(read(PV_US_2_HOPKINS3,’holdingregs’,2,5))]; | dssText.Command=['Pvsystem.PV_US_2_HOPKINS3.Kv=' num2str(read(PV_US_2_HOPKINS1,’holdingregs’,1,5))];
New | Pvsystem.PV_BIRCH_AQ1 | phases=1 | bus1=BIRCH_AQ.1 | kv=0.28 | irradiance=1 | Pmpp=13.12 | kvar=0 | kVA=13.12 | %cutin=0 | %cutout=0 | PV_BIRCH_AQ1 | [5 empty] | dssText.Command=['Pvsystem.PV_BIRCH_AQ1.Kv=' num2str(read(PV_BIRCH_AQ1,’holdingregs’,2,5))]; | dssText.Command=['Pvsystem.PV_BIRCH_AQ1.Kv=' num2str(read(PV_BIRCH_AQ1,’holdingregs’,1,5))];
New | Pvsystem.PV_BIRCH_AQ2 | phases=1 | bus1=BIRCH_AQ.2 | kv=0.28 | irradiance=1 | Pmpp=13.12 | kvar=0 | kVA=13.12 | %cutin=0 | %cutout=0 | PV_BIRCH_AQ2 | [5 empty] | dssText.Command=['Pvsystem.PV_BIRCH_AQ2.Kv=' num2str(read(PV_BIRCH_AQ2,’holdingregs’,2,5))]; | dssText.Command=['Pvsystem.PV_BIRCH_AQ2.Kv=' num2str(read(PV_BIRCH_AQ1,’holdingregs’,1,5))];
New | Pvsystem.PV_BIRCH_AQ3 | phases=1 | bus1=BIRCH_AQ.3 | kv=0.28 | irradiance=1 | Pmpp=13.12 | kvar=0 | kVA=13.12 | %cutin=0 | %cutout=0 | PV_BIRCH_AQ3 | [5 empty] | dssText.Command=['Pvsystem.PV_BIRCH_AQ3.Kv=' num2str(read(PV_BIRCH_AQ3,’holdingregs’,2,5))]; | dssText.Command=['Pvsystem.PV_BIRCH_AQ3.Kv=' num2str(read(PV_BIRCH_AQ1,’holdingregs’,1,5))];
New | Pvsystem.PV_USS_A1 | phases=1 | bus1=USS_A.1 | kv=0.28 | irradiance=1 | Pmpp=43.0467 | kvar=0 | kVA=43.0467 | %cutin=0 | %cutout=0 | PV_USS_A1 | [5 empty] | dssText.Command=['Pvsystem.PV_USS_A1.Kv=' num2str(read(PV_USS_A1,’holdingregs’,2,5))]; | dssText.Command=['Pvsystem.PV_USS_A1.Kv=' num2str(read(PV_USS_A1,’holdingregs’,1,5))];
New | Pvsystem.PV_USS_A2 | phases=1 | bus1=USS_A.2 | kv=0.28 | irradiance=1 | Pmpp=43.0467 | kvar=0 | kVA=43.0467 | %cutin=0 | %cutout=0 | PV_USS_A2 | [5 empty] | dssText.Command=['Pvsystem.PV_USS_A2.Kv=' num2str(read(PV_USS_A2,’holdingregs’,2,5))]; | dssText.Command=['Pvsystem.PV_USS_A2.Kv=' num2str(read(PV_USS_A1,’holdingregs’,1,5))];
New | Pvsystem.PV_USS_A3 | phases=1 | bus1=USS_A.3 | kv=0.28 | irradiance=1 | Pmpp=43.0467 | kvar=0 | kVA=43.0467 | %cutin=0 | %cutout=0 | PV_USS_A3 | [5 empty] | dssText.Command=['Pvsystem.PV_USS_A3.Kv=' num2str(read(PV_USS_A3,’holdingregs’,2,5))]; | dssText.Command=['Pvsystem.PV_USS_A3.Kv=' num2str(read(PV_USS_A1,’holdingregs’,1,5))];
New | Pvsystem.PV_USS_B1 | phases=1 | bus1=USS_B.1 | kv=0.28 | irradiance=1 | Pmpp=15.3 | kvar=0 | kVA=15.3 | %cutin=0 | %cutout=0 | PV_USS_B1 | [5 empty] | dssText.Command=['Pvsystem.PV_USS_B1.Kv=' num2str(read(PV_USS_B1,’holdingregs’,2,5))]; | dssText.Command=['Pvsystem.PV_USS_B1.Kv=' num2str(read(PV_USS_B1,’holdingregs’,1,5))];
New | Pvsystem.PV_USS_B2 | phases=1 | bus1=USS_B.2 | kv=0.28 | irradiance=1 | Pmpp=15.3 | kvar=0 | kVA=15.3 | %cutin=0 | %cutout=0 | PV_USS_B2 | [5 empty] | dssText.Command=['Pvsystem.PV_USS_B2.Kv=' num2str(read(PV_USS_B2,’holdingregs’,2,5))]; | dssText.Command=['Pvsystem.PV_USS_B2.Kv=' num2str(read(PV_USS_B1,’holdingregs’,1,5))];
New | Pvsystem.PV_USS_B3 | phases=1 | bus1=USS_B.3 | kv=0.28 | irradiance=1 | Pmpp=15.3 | kvar=0 | kVA=15.3 | %cutin=0 | %cutout=0 | PV_USS_B3 | [5 empty] | dssText.Command=['Pvsystem.PV_USS_B3.Kv=' num2str(read(PV_USS_B3,’holdingregs’,2,5))]; | dssText.Command=['Pvsystem.PV_USS_B3.Kv=' num2str(read(PV_USS_B1,’holdingregs’,1,5))];
New | Pvsystem.PV_USS_C_PC1 | phases=1 | bus1=USS_C_PC.1 | kv=0.28 | irradiance=1 | Pmpp=10.5233 | kvar=0 | kVA=10.5233 | %cutin=0 | %cutout=0 | PV_USS_C_PC1 | [5 empty] | dssText.Command=['Pvsystem.PV_USS_C_PC1.Kv=' num2str(read(PV_USS_C_PC1,’holdingregs’,2,5))]; | dssText.Command=['Pvsystem.PV_USS_C_PC1.Kv=' num2str(read(PV_USS_C_PC1,’holdingregs’,1,5))];
New | Pvsystem.PV_USS_C_PC2 | phases=1 | bus1=USS_C_PC.2 | kv=0.28 | irradiance=1 | Pmpp=10.5233 | kvar=0 | kVA=10.5233 | %cutin=0 | %cutout=0 | PV_USS_C_PC2 | [5 empty] | dssText.Command=['Pvsystem.PV_USS_C_PC2.Kv=' num2str(read(PV_USS_C_PC2,’holdingregs’,2,5))]; | dssText.Command=['Pvsystem.PV_USS_C_PC2.Kv=' num2str(read(PV_USS_C_PC1,’holdingregs’,1,5))];
New | Pvsystem.PV_USS_C_PC3 | phases=1 | bus1=USS_C_PC.3 | kv=0.28 | irradiance=1 | Pmpp=10.5233 | kvar=0 | kVA=10.5233 | %cutin=0 | %cutout=0 | PV_USS_C_PC3 | [5 empty] | dssText.Command=['Pvsystem.PV_USS_C_PC3.Kv=' num2str(read(PV_USS_C_PC3,’holdingregs’,2,5))]; | dssText.Command=['Pvsystem.PV_USS_C_PC3.Kv=' num2str(read(PV_USS_C_PC1,’holdingregs’,1,5))];
New | Load.Load_MCSS_MB1 | Phases=1 | bus1=MCSS_MB.1 | Kv=7.2 | Kw=666.74 | Model=1 | Kvar=500.055 |  |  |  | Load_MCSS_MB1 | [5 empty] | dssText.Command=['Load.Load_MCSS_MB1.Kv=' num2str(read(Load_MCSS_MB1,’holdingregs’,2,5))]; | dssText.Command=['Load.Load_MCSS_MB1.Kv=' num2str(read(Load_MCSS_MB1,’holdingregs’,1,5))];
New | Load.Load_MCSS_MB2 | Phases=1 | bus1=MCSS_MB.2 | Kv=7.2 | Kw=666.74 | Model=1 | Kvar=500.055 |  |  |  | Load_MCSS_MB2 | [5 empty] | dssText.Command=['Load.Load_MCSS_MB2.Kv=' num2str(read(Load_MCSS_MB2,’holdingregs’,2,5))]; | dssText.Command=['Load.Load_MCSS_MB2.Kv=' num2str(read(Load_MCSS_MB1,’holdingregs’,1,5))];
New | Load.Load_MCSS_MB3 | Phases=1 | bus1=MCSS_MB.3 | Kv=7.2 | Kw=666.74 | Model=1 | Kvar=500.055 |  |  |  | Load_MCSS_MB3 | [5 empty] | dssText.Command=['Load.Load_MCSS_MB3.Kv=' num2str(read(Load_MCSS_MB3,’holdingregs’,2,5))]; | dssText.Command=['Load.Load_MCSS_MB3.Kv=' num2str(read(Load_MCSS_MB1,’holdingregs’,1,5))];
New | Load.Load_MCSS_MA1 | Phases=1 | bus1=MCSS_MA.1 | Kv=7.2 | Kw=471.8686 | Model=1 | Kvar=354.0514 |  |  |  | Load_MCSS_MA1 | [5 empty] | dssText.Command=['Load.Load_MCSS_MA1.Kv=' num2str(read(Load_MCSS_MA1,’holdingregs’,2,5))]; | dssText.Command=['Load.Load_MCSS_MA1.Kv=' num2str(read(Load_MCSS_MA1,’holdingregs’,1,5))];
New | Load.Load_MCSS_MA2 | Phases=1 | bus1=MCSS_MA.2 | Kv=7.2 | Kw=471.8686 | Model=1 | Kvar=354.0514 |  |  |  | Load_MCSS_MA2 | [5 empty] | dssText.Command=['Load.Load_MCSS_MA2.Kv=' num2str(read(Load_MCSS_MA2,’holdingregs’,2,5))]; | dssText.Command=['Load.Load_MCSS_MA2.Kv=' num2str(read(Load_MCSS_MA1,’holdingregs’,1,5))];
New | Load.Load_MCSS_MA3 | Phases=1 | bus1=MCSS_MA.3 | Kv=7.2 | Kw=471.8686 | Model=1 | Kvar=354.0514 |  |  |  | Load_MCSS_MA3 | [5 empty] | dssText.Command=['Load.Load_MCSS_MA3.Kv=' num2str(read(Load_MCSS_MA3,’holdingregs’,2,5))]; | dssText.Command=['Load.Load_MCSS_MA3.Kv=' num2str(read(Load_MCSS_MA1,’holdingregs’,1,5))];
New | Load.Load_MCSS_MC1 | Phases=1 | bus1=MCSS_MC.1 | Kv=7.2 | Kw=75.674 | Model=1 | Kvar=56.7555 |  |  |  | Load_MCSS_MC1 | [5 empty] | dssText.Command=['Load.Load_MCSS_MC1.Kv=' num2str(read(Load_MCSS_MC1,’holdingregs’,2,5))]; | dssText.Command=['Load.Load_MCSS_MC1.Kv=' num2str(read(Load_MCSS_MC1,’holdingregs’,1,5))];
New | Load.Load_MCSS_MC2 | Phases=1 | bus1=MCSS_MC.2 | Kv=7.2 | Kw=75.674 | Model=1 | Kvar=56.7555 |  |  |  | Load_MCSS_MC2 | [5 empty] | dssText.Command=['Load.Load_MCSS_MC2.Kv=' num2str(read(Load_MCSS_MC2,’holdingregs’,2,5))]; | dssText.Command=['Load.Load_MCSS_MC2.Kv=' num2str(read(Load_MCSS_MC1,’holdingregs’,1,5))];
New | Load.Load_MCSS_MC3 | Phases=1 | bus1=MCSS_MC.3 | Kv=7.2 | Kw=75.674 | Model=1 | Kvar=56.7555 |  |  |  | Load_MCSS_MC3 | [5 empty] | dssText.Command=['Load.Load_MCSS_MC3.Kv=' num2str(read(Load_MCSS_MC3,’holdingregs’,2,5))]; | dssText.Command=['Load.Load_MCSS_MC3.Kv=' num2str(read(Load_MCSS_MC1,’holdingregs’,1,5))];
New | Load.Load_EAST_CAMPUS_11 | Phases=1 | bus1=EAST_CAMPUS_1.1 | Kv=7.2 | Kw=30 | Model=1 | Kvar=22.5 |  |  |  | Load_EAST_CAMPUS_11 | [5 empty] | dssText.Command=['Load.Load_EAST_CAMPUS_11.Kv=' num2str(read(Load_EAST_CAMPUS_11,’holdingregs’,2,5))]; | dssText.Command=['Load.Load_EAST_CAMPUS_11.Kv=' num2str(read(Load_EAST_CAMPUS_11,’holdingregs’,1,5))];
New | Load.Load_EAST_CAMPUS_12 | Phases=1 | bus1=EAST_CAMPUS_1.2 | Kv=7.2 | Kw=30 | Model=1 | Kvar=22.5 |  |  |  | Load_EAST_CAMPUS_12 | [5 empty] | dssText.Command=['Load.Load_EAST_CAMPUS_12.Kv=' num2str(read(Load_EAST_CAMPUS_12,’holdingregs’,2,5))]; | dssText.Command=['Load.Load_EAST_CAMPUS_12.Kv=' num2str(read(Load_EAST_CAMPUS_11,’holdingregs’,1,5))];
New | Load.Load_EAST_CAMPUS_13 | Phases=1 | bus1=EAST_CAMPUS_1.3 | Kv=7.2 | Kw=30 | Model=1 | Kvar=22.5 |  |  |  | Load_EAST_CAMPUS_13 | [5 empty] | dssText.Command=['Load.Load_EAST_CAMPUS_13.Kv=' num2str(read(Load_EAST_CAMPUS_13,’holdingregs’,2,5))]; | dssText.Command=['Load.Load_EAST_CAMPUS_13.Kv=' num2str(read(Load_EAST_CAMPUS_11,’holdingregs’,1,5))];
New | Load.Load_PSB1 | Phases=1 | bus1=PSB.1 | Kv=7.2 | Kw=86.9487 | Model=1 | Kvar=65.2115 |  |  |  | Load_PSB1 | [5 empty] | dssText.Command=['Load.Load_PSB1.Kv=' num2str(read(Load_PSB1,’holdingregs’,2,5))]; | dssText.Command=['Load.Load_PSB1.Kv=' num2str(read(Load_PSB1,’holdingregs’,1,5))];
New | Load.Load_PSB2 | Phases=1 | bus1=PSB.2 | Kv=7.2 | Kw=86.9487 | Model=1 | Kvar=65.2115 |  |  |  | Load_PSB2 | [5 empty] | dssText.Command=['Load.Load_PSB2.Kv=' num2str(read(Load_PSB2,’holdingregs’,2,5))]; | dssText.Command=['Load.Load_PSB2.Kv=' num2str(read(Load_PSB1,’holdingregs’,1,5))];
New | Load.Load_PSB3 | Phases=1 | bus1=PSB.3 | Kv=7.2 | Kw=86.9487 | Model=1 | Kvar=65.2115 |  |  |  | Load_PSB3 | [5 empty] | dssText.Command=['Load.Load_PSB3.Kv=' num2str(read(Load_PSB3,’holdingregs’,2,5))]; | dssText.Command=['Load.Load_PSB3.Kv=' num2str(read(Load_PSB1,’holdingregs’,1,5))];
New | Load.Load_PRI_BIO_MED1 | Phases=1 | bus1=PRI_BIO_MED.1 | Kv=7.2 | Kw=408.037 | Model=1 | Kvar=306.0278 |  |  |  | Load_PRI_BIO_MED1 | [5 empty] | dssText.Command=['Load.Load_PRI_BIO_MED1.Kv=' num2str(read(Load_PRI_BIO_MED1,’holdingregs’,2,5))]; | dssText.Command=['Load.Load_PRI_BIO_MED1.Kv=' num2str(read(Load_PRI_BIO_MED1,’holdingregs’,1,5))];
New | Load.Load_PRI_BIO_MED2 | Phases=1 | bus1=PRI_BIO_MED.2 | Kv=7.2 | Kw=408.037 | Model=1 | Kvar=306.0278 |  |  |  | Load_PRI_BIO_MED2 | [5 empty] | dssText.Command=['Load.Load_PRI_BIO_MED2.Kv=' num2str(read(Load_PRI_BIO_MED2,’holdingregs’,2,5))]; | dssText.Command=['Load.Load_PRI_BIO_MED2.Kv=' num2str(read(Load_PRI_BIO_MED1,’holdingregs’,1,5))];
New | Load.Load_PRI_BIO_MED3 | Phases=1 | bus1=PRI_BIO_MED.3 | Kv=7.2 | Kw=408.037 | Model=1 | Kvar=306.0278107 |  |  |  | Load_PRI_BIO_MED3 | [5 empty] | dssText.Command=['Load.Load_PRI_BIO_MED3.Kv=' num2str(read(Load_PRI_BIO_MED3,’holdingregs’,2,5))]; | dssText.Command=['Load.Load_PRI_BIO_MED3.Kv=' num2str(read(Load_PRI_BIO_MED1,’holdingregs’,1,5))];
New | Load.Load_SS_64_SIO1 | Phases=1 | bus1=SS_64_SIO.1 | Kv=7.2 | Kw=134.7191 | Model=1 | Kvar=94.6639 |  |  |  | Load_SS_64_SIO1 | [5 empty] | dssText.Command=['Load.Load_SS_64_SIO1.Kv=' num2str(read(Load_SS_64_SIO1,’holdingregs’,2,5))]; | dssText.Command=['Load.Load_SS_64_SIO1.Kv=' num2str(read(Load_SS_64_SIO1,’holdingregs’,1,5))];
New | Load.Load_SS_64_SIO2 | Phases=1 | bus1=SS_64_SIO.2 | Kv=7.2 | Kw=134.7191 | Model=1 | Kvar=94.6639 |  |  |  | Load_SS_64_SIO2 | [5 empty] | dssText.Command=['Load.Load_SS_64_SIO2.Kv=' num2str(read(Load_SS_64_SIO2,’holdingregs’,2,5))]; | dssText.Command=['Load.Load_SS_64_SIO2.Kv=' num2str(read(Load_SS_64_SIO1,’holdingregs’,1,5))];
New | Load.Load_SS_64_SIO3 | Phases=1 | bus1=SS_64_SIO.3 | Kv=7.2 | Kw=134.7191 | Model=1 | Kvar=94.6639 |  |  |  | Load_SS_64_SIO3 | [5 empty] | dssText.Command=['Load.Load_SS_64_SIO3.Kv=' num2str(read(Load_SS_64_SIO3,’holdingregs’,2,5))]; | dssText.Command=['Load.Load_SS_64_SIO3.Kv=' num2str(read(Load_SS_64_SIO1,’holdingregs’,1,5))];
New | Load.Load_BLACK_BOX_PRI1 | Phases=1 | bus1=BLACK_BOX_PRI.1 | Kv=7.2 | Kw=166.5877 | Model=1 | Kvar=124.9408 |  |  |  | Load_BLACK_BOX_PRI1 | [5 empty] | dssText.Command=['Load.Load_BLACK_BOX_PRI1.Kv=' num2str(read(Load_BLACK_BOX_PRI1,’holdingregs’,2,5))]; | dssText.Command=['Load.Load_BLACK_BOX_PRI1.Kv=' num2str(read(Load_BLACK_BOX_PRI1,’holdingregs’,1,5))];
New | Load.Load_BLACK_BOX_PRI2 | Phases=1 | bus1=BLACK_BOX_PRI.2 | Kv=7.2 | Kw=166.5877 | Model=1 | Kvar=124.9408 |  |  |  | Load_BLACK_BOX_PRI2 | [5 empty] | dssText.Command=['Load.Load_BLACK_BOX_PRI2.Kv=' num2str(read(Load_BLACK_BOX_PRI2,’holdingregs’,2,5))]; | dssText.Command=['Load.Load_BLACK_BOX_PRI2.Kv=' num2str(read(Load_BLACK_BOX_PRI1,’holdingregs’,1,5))];
New | Load.Load_BLACK_BOX_PRI3 | Phases=1 | bus1=BLACK_BOX_PRI.3 | Kv=7.2 | Kw=166.5877 | Model=1 | Kvar=124.9408 |  |  |  | Load_BLACK_BOX_PRI3 | [5 empty] | dssText.Command=['Load.Load_BLACK_BOX_PRI3.Kv=' num2str(read(Load_BLACK_BOX_PRI3,’holdingregs’,2,5))]; | dssText.Command=['Load.Load_BLACK_BOX_PRI3.Kv=' num2str(read(Load_BLACK_BOX_PRI1,’holdingregs’,1,5))];
New | Load.Load_BLDG_3B_12KV1 | Phases=1 | bus1=BLDG_3B_12KV.1 | Kv=7.2 | Kw=217.022 | Model=1 | Kvar=162.7665 |  |  |  | Load_BLDG_3B_12KV1 | [5 empty] | dssText.Command=['Load.Load_BLDG_3B_12KV1.Kv=' num2str(read(Load_BLDG_3B_12KV1,’holdingregs’,2,5))]; | dssText.Command=['Load.Load_BLDG_3B_12KV1.Kv=' num2str(read(Load_BLDG_3B_12KV1,’holdingregs’,1,5))];
New | Load.Load_BLDG_3B_12KV2 | Phases=1 | bus1=BLDG_3B_12KV.2 | Kv=7.2 | Kw=217.022 | Model=1 | Kvar=162.7665 |  |  |  | Load_BLDG_3B_12KV2 | [5 empty] | dssText.Command=['Load.Load_BLDG_3B_12KV2.Kv=' num2str(read(Load_BLDG_3B_12KV2,’holdingregs’,2,5))]; | dssText.Command=['Load.Load_BLDG_3B_12KV2.Kv=' num2str(read(Load_BLDG_3B_12KV1,’holdingregs’,1,5))];
New | Load.Load_BLDG_3B_12KV3 | Phases=1 | bus1=BLDG_3B_12KV.3 | Kv=7.2 | Kw=217.022 | Model=1 | Kvar=162.7665 |  |  |  | Load_BLDG_3B_12KV3 | [5 empty] | dssText.Command=['Load.Load_BLDG_3B_12KV3.Kv=' num2str(read(Load_BLDG_3B_12KV3,’holdingregs’,2,5))]; | dssText.Command=['Load.Load_BLDG_3B_12KV3.Kv=' num2str(read(Load_BLDG_3B_12KV1,’holdingregs’,1,5))];
New | Load.Load_BLDG_3B_151 | Phases=1 | bus1=BLDG_3B_15.1 | Kv=7.2 | Kw=105.674 | Model=1 | Kvar=79.2555 |  |  |  | Load_BLDG_3B_151 | [5 empty] | dssText.Command=['Load.Load_BLDG_3B_151.Kv=' num2str(read(Load_BLDG_3B_151,’holdingregs’,2,5))]; | dssText.Command=['Load.Load_BLDG_3B_151.Kv=' num2str(read(Load_BLDG_3B_151,’holdingregs’,1,5))];
New | Load.Load_BLDG_3B_152 | Phases=1 | bus1=BLDG_3B_15.2 | Kv=7.2 | Kw=105.674 | Model=1 | Kvar=79.2555 |  |  |  | Load_BLDG_3B_152 | [5 empty] | dssText.Command=['Load.Load_BLDG_3B_152.Kv=' num2str(read(Load_BLDG_3B_152,’holdingregs’,2,5))]; | dssText.Command=['Load.Load_BLDG_3B_152.Kv=' num2str(read(Load_BLDG_3B_151,’holdingregs’,1,5))];
New | Load.Load_BLDG_3B_153 | Phases=1 | bus1=BLDG_3B_15.3 | Kv=7.2 | Kw=105.674 | Model=1 | Kvar=79.2555 |  |  |  | Load_BLDG_3B_153 | [5 empty] | dssText.Command=['Load.Load_BLDG_3B_153.Kv=' num2str(read(Load_BLDG_3B_153,’holdingregs’,2,5))]; | dssText.Command=['Load.Load_BLDG_3B_153.Kv=' num2str(read(Load_BLDG_3B_151,’holdingregs’,1,5))];
New | Load.Load_SS_36_RC1 | Phases=1 | bus1=SS_36_RC.1 | Kv=7.2 | Kw=273.0656 | Model=1 | Kvar=204.7992 |  |  |  | Load_SS_36_RC1 | [5 empty] | dssText.Command=['Load.Load_SS_36_RC1.Kv=' num2str(read(Load_SS_36_RC1,’holdingregs’,2,5))]; | dssText.Command=['Load.Load_SS_36_RC1.Kv=' num2str(read(Load_SS_36_RC1,’holdingregs’,1,5))];
New | Load.Load_SS_36_RC2 | Phases=1 | bus1=SS_36_RC.2 | Kv=7.2 | Kw=273.0656 | Model=1 | Kvar=204.7992 |  |  |  | Load_SS_36_RC2 | [5 empty] | dssText.Command=['Load.Load_SS_36_RC2.Kv=' num2str(read(Load_SS_36_RC2,’holdingregs’,2,5))]; | dssText.Command=['Load.Load_SS_36_RC2.Kv=' num2str(read(Load_SS_36_RC1,’holdingregs’,1,5))];
New | Load.Load_SS_36_RC3 | Phases=1 | bus1=SS_36_RC.3 | Kv=7.2 | Kw=273.0656 | Model=1 | Kvar=204.7992 |  |  |  | Load_SS_36_RC3 | [5 empty] | dssText.Command=['Load.Load_SS_36_RC3.Kv=' num2str(read(Load_SS_36_RC3,’holdingregs’,2,5))]; | dssText.Command=['Load.Load_SS_36_RC3.Kv=' num2str(read(Load_SS_36_RC1,’holdingregs’,1,5))];
New | Load.Load_N_CAMPUS_B1 | Phases=1 | bus1=N_CAMPUS_B.1 | Kv=7.2 | Kw=306.2272 | Model=1 | Kvar=229.6704 |  |  |  | Load_N_CAMPUS_B1 | [5 empty] | dssText.Command=['Load.Load_N_CAMPUS_B1.Kv=' num2str(read(Load_N_CAMPUS_B1,’holdingregs’,2,5))]; | dssText.Command=['Load.Load_N_CAMPUS_B1.Kv=' num2str(read(Load_N_CAMPUS_B1,’holdingregs’,1,5))];
New | Load.Load_N_CAMPUS_B2 | Phases=1 | bus1=N_CAMPUS_B.2 | Kv=7.2 | Kw=306.2272 | Model=1 | Kvar=229.6704 |  |  |  | Load_N_CAMPUS_B2 | [5 empty] | dssText.Command=['Load.Load_N_CAMPUS_B2.Kv=' num2str(read(Load_N_CAMPUS_B2,’holdingregs’,2,5))]; | dssText.Command=['Load.Load_N_CAMPUS_B2.Kv=' num2str(read(Load_N_CAMPUS_B1,’holdingregs’,1,5))];
New | Load.Load_N_CAMPUS_B3 | Phases=1 | bus1=N_CAMPUS_B.3 | Kv=7.2 | Kw=306.2272 | Model=1 | Kvar=229.6704 |  |  |  | Load_N_CAMPUS_B3 | [5 empty] | dssText.Command=['Load.Load_N_CAMPUS_B3.Kv=' num2str(read(Load_N_CAMPUS_B3,’holdingregs’,2,5))]; | dssText.Command=['Load.Load_N_CAMPUS_B3.Kv=' num2str(read(Load_N_CAMPUS_B1,’holdingregs’,1,5))];
New | Load.Load_N_CAMPUS_C1 | Phases=1 | bus1=N_CAMPUS_C.1 | Kv=7.2 | Kw=131.348 | Model=1 | Kvar=98.511 |  |  |  | Load_N_CAMPUS_C1 | [5 empty] | dssText.Command=['Load.Load_N_CAMPUS_C1.Kv=' num2str(read(Load_N_CAMPUS_C1,’holdingregs’,2,5))]; | dssText.Command=['Load.Load_N_CAMPUS_C1.Kv=' num2str(read(Load_N_CAMPUS_C1,’holdingregs’,1,5))];
New | Load.Load_N_CAMPUS_C2 | Phases=1 | bus1=N_CAMPUS_C.2 | Kv=7.2 | Kw=131.348 | Model=1 | Kvar=98.511 |  |  |  | Load_N_CAMPUS_C2 | [5 empty] | dssText.Command=['Load.Load_N_CAMPUS_C2.Kv=' num2str(read(Load_N_CAMPUS_C2,’holdingregs’,2,5))]; | dssText.Command=['Load.Load_N_CAMPUS_C2.Kv=' num2str(read(Load_N_CAMPUS_C1,’holdingregs’,1,5))];
New | Load.Load_N_CAMPUS_C3 | Phases=1 | bus1=N_CAMPUS_C.3 | Kv=7.2 | Kw=131.348 | Model=1 | Kvar=98.511 |  |  |  | Load_N_CAMPUS_C3 | [5 empty] | dssText.Command=['Load.Load_N_CAMPUS_C3.Kv=' num2str(read(Load_N_CAMPUS_C3,’holdingregs’,2,5))]; | dssText.Command=['Load.Load_N_CAMPUS_C3.Kv=' num2str(read(Load_N_CAMPUS_C1,’holdingregs’,1,5))];
New | Load.Load_BUS_NC171 | Phases=1 | bus1=BUS_NC17.1 | Kv=7.2 | Kw=2.0992 | Model=1 | Kvar=1.5744 |  |  |  | Load_BUS_NC171 | [5 empty] | dssText.Command=['Load.Load_BUS_NC171.Kv=' num2str(read(Load_BUS_NC171,’holdingregs’,2,5))]; | dssText.Command=['Load.Load_BUS_NC171.Kv=' num2str(read(Load_BUS_NC171,’holdingregs’,1,5))];
New | Load.Load_BUS_NC172 | Phases=1 | bus1=BUS_NC17.2 | Kv=7.2 | Kw=2.0992 | Model=1 | Kvar=1.5744 |  |  |  | Load_BUS_NC172 | [5 empty] | dssText.Command=['Load.Load_BUS_NC172.Kv=' num2str(read(Load_BUS_NC172,’holdingregs’,2,5))]; | dssText.Command=['Load.Load_BUS_NC172.Kv=' num2str(read(Load_BUS_NC171,’holdingregs’,1,5))];
New | Load.Load_BUS_NC173 | Phases=1 | bus1=BUS_NC17.3 | Kv=7.2 | Kw=2.0992 | Model=1 | Kvar=1.5744 |  |  |  | Load_BUS_NC173 | [5 empty] | dssText.Command=['Load.Load_BUS_NC173.Kv=' num2str(read(Load_BUS_NC173,’holdingregs’,2,5))]; | dssText.Command=['Load.Load_BUS_NC173.Kv=' num2str(read(Load_BUS_NC171,’holdingregs’,1,5))];
New | Load.Load_N_CAMPUS_A1 | Phases=1 | bus1=N_CAMPUS_A.1 | Kv=7.2 | Kw=144.3404 | Model=1 | Kvar=108.2553 |  |  |  | Load_N_CAMPUS_A1 | [5 empty] | dssText.Command=['Load.Load_N_CAMPUS_A1.Kv=' num2str(read(Load_N_CAMPUS_A1,’holdingregs’,2,5))]; | dssText.Command=['Load.Load_N_CAMPUS_A1.Kv=' num2str(read(Load_N_CAMPUS_A1,’holdingregs’,1,5))];
New | Load.Load_N_CAMPUS_A2 | Phases=1 | bus1=N_CAMPUS_A.2 | Kv=7.2 | Kw=144.3404 | Model=1 | Kvar=108.2553 |  |  |  | Load_N_CAMPUS_A2 | [5 empty] | dssText.Command=['Load.Load_N_CAMPUS_A2.Kv=' num2str(read(Load_N_CAMPUS_A2,’holdingregs’,2,5))]; | dssText.Command=['Load.Load_N_CAMPUS_A2.Kv=' num2str(read(Load_N_CAMPUS_A1,’holdingregs’,1,5))];
New | Load.Load_N_CAMPUS_A3 | Phases=1 | bus1=N_CAMPUS_A.3 | Kv=7.2 | Kw=144.3404 | Model=1 | Kvar=108.2553 |  |  |  | Load_N_CAMPUS_A3 | [5 empty] | dssText.Command=['Load.Load_N_CAMPUS_A3.Kv=' num2str(read(Load_N_CAMPUS_A3,’holdingregs’,2,5))]; | dssText.Command=['Load.Load_N_CAMPUS_A3.Kv=' num2str(read(Load_N_CAMPUS_A1,’holdingregs’,1,5))];
New | Load.Load_BUS_T_238_PRI1 | Phases=1 | bus1=BUS_T_238_PRI.1 | Kv=7.2 | Kw=112.6447 | Model=1 | Kvar=84.4835 |  |  |  | Load_BUS_T_238_PRI1 | [5 empty] | dssText.Command=['Load.Load_BUS_T_238_PRI1.Kv=' num2str(read(Load_BUS_T_238_PRI1,’holdingregs’,2,5))]; | dssText.Command=['Load.Load_BUS_T_238_PRI1.Kv=' num2str(read(Load_BUS_T_238_PRI1,’holdingregs’,1,5))];
New | Load.Load_BUS_T_238_PRI2 | Phases=1 | bus1=BUS_T_238_PRI.2 | Kv=7.2 | Kw=112.6447 | Model=1 | Kvar=84.4835 |  |  |  | Load_BUS_T_238_PRI2 | [5 empty] | dssText.Command=['Load.Load_BUS_T_238_PRI2.Kv=' num2str(read(Load_BUS_T_238_PRI2,’holdingregs’,2,5))]; | dssText.Command=['Load.Load_BUS_T_238_PRI2.Kv=' num2str(read(Load_BUS_T_238_PRI1,’holdingregs’,1,5))];
New | Load.Load_BUS_T_238_PRI3 | Phases=1 | bus1=BUS_T_238_PRI.3 | Kv=7.2 | Kw=112.6447 | Model=1 | Kvar=84.4835 |  |  |  | Load_BUS_T_238_PRI3 | [5 empty] | dssText.Command=['Load.Load_BUS_T_238_PRI3.Kv=' num2str(read(Load_BUS_T_238_PRI3,’holdingregs’,2,5))]; | dssText.Command=['Load.Load_BUS_T_238_PRI3.Kv=' num2str(read(Load_BUS_T_238_PRI1,’holdingregs’,1,5))];
New | Load.Load_REVELLE_21 | Phases=1 | bus1=REVELLE_2.1 | Kv=7.2 | Kw=851.8108 | Model=1 | Kvar=638.8582 |  |  |  | Load_REVELLE_21 | [5 empty] | dssText.Command=['Load.Load_REVELLE_21.Kv=' num2str(read(Load_REVELLE_21,’holdingregs’,2,5))]; | dssText.Command=['Load.Load_REVELLE_21.Kv=' num2str(read(Load_REVELLE_21,’holdingregs’,1,5))];
New | Load.Load_REVELLE_22 | Phases=1 | bus1=REVELLE_2.2 | Kv=7.2 | Kw=851.8108 | Model=1 | Kvar=638.8582 |  |  |  | Load_REVELLE_22 | [5 empty] | dssText.Command=['Load.Load_REVELLE_22.Kv=' num2str(read(Load_REVELLE_22,’holdingregs’,2,5))]; | dssText.Command=['Load.Load_REVELLE_22.Kv=' num2str(read(Load_REVELLE_21,’holdingregs’,1,5))];
New | Load.Load_REVELLE_23 | Phases=1 | bus1=REVELLE_2.3 | Kv=7.2 | Kw=851.8108 | Model=1 | Kvar=638.8582 |  |  |  | Load_REVELLE_23 | [5 empty] | dssText.Command=['Load.Load_REVELLE_23.Kv=' num2str(read(Load_REVELLE_23,’holdingregs’,2,5))]; | dssText.Command=['Load.Load_REVELLE_23.Kv=' num2str(read(Load_REVELLE_21,’holdingregs’,1,5))];
New | Load.Load_REVELLE_11 | Phases=1 | bus1=REVELLE_1.1 | Kv=7.2 | Kw=708.421 | Model=1 | Kvar=531.3157 |  |  |  | Load_REVELLE_11 | [5 empty] | dssText.Command=['Load.Load_REVELLE_11.Kv=' num2str(read(Load_REVELLE_11,’holdingregs’,2,5))]; | dssText.Command=['Load.Load_REVELLE_11.Kv=' num2str(read(Load_REVELLE_11,’holdingregs’,1,5))];
New | Load.Load_REVELLE_12 | Phases=1 | bus1=REVELLE_1.2 | Kv=7.2 | Kw=708.421 | Model=1 | Kvar=531.3157 |  |  |  | Load_REVELLE_12 | [5 empty] | dssText.Command=['Load.Load_REVELLE_12.Kv=' num2str(read(Load_REVELLE_12,’holdingregs’,2,5))]; | dssText.Command=['Load.Load_REVELLE_12.Kv=' num2str(read(Load_REVELLE_11,’holdingregs’,1,5))];
New | Load.Load_REVELLE_13 | Phases=1 | bus1=REVELLE_1.3 | Kv=7.2 | Kw=708.421 | Model=1 | Kvar=531.3157 |  |  |  | Load_REVELLE_13 | [5 empty] | dssText.Command=['Load.Load_REVELLE_13.Kv=' num2str(read(Load_REVELLE_13,’holdingregs’,2,5))]; | dssText.Command=['Load.Load_REVELLE_13.Kv=' num2str(read(Load_REVELLE_11,’holdingregs’,1,5))];
New | Load.Load_E_1_5_111 | Phases=1 | bus1=E_1_5_11.1 | Kv=7.2 | Kw=72.5592 | Model=1 | Kvar=54.4194 |  |  |  | Load_E_1_5_111 | [5 empty] | dssText.Command=['Load.Load_E_1_5_111.Kv=' num2str(read(Load_E_1_5_111,’holdingregs’,2,5))]; | dssText.Command=['Load.Load_E_1_5_111.Kv=' num2str(read(Load_E_1_5_111,’holdingregs’,1,5))];
New | Load.Load_E_1_5_112 | Phases=1 | bus1=E_1_5_11.2 | Kv=7.2 | Kw=72.5592 | Model=1 | Kvar=54.4194 |  |  |  | Load_E_1_5_112 | [5 empty] | dssText.Command=['Load.Load_E_1_5_112.Kv=' num2str(read(Load_E_1_5_112,’holdingregs’,2,5))]; | dssText.Command=['Load.Load_E_1_5_112.Kv=' num2str(read(Load_E_1_5_111,’holdingregs’,1,5))];
New | Load.Load_E_1_5_113 | Phases=1 | bus1=E_1_5_11.3 | Kv=7.2 | Kw=72.5592 | Model=1 | Kvar=54.4194 |  |  |  | Load_E_1_5_113 | [5 empty] | dssText.Command=['Load.Load_E_1_5_113.Kv=' num2str(read(Load_E_1_5_113,’holdingregs’,2,5))]; | dssText.Command=['Load.Load_E_1_5_113.Kv=' num2str(read(Load_E_1_5_111,’holdingregs’,1,5))];
New | Load.Load_E_1_9_2_3051 | Phases=1 | bus1=E_1_9_2_305.1 | Kv=7.2 | Kw=35.7466 | Model=1 | Kvar=26.81 |  |  |  | Load_E_1_9_2_3051 | [5 empty] | dssText.Command=['Load.Load_E_1_9_2_3051.Kv=' num2str(read(Load_E_1_9_2_3051,’holdingregs’,2,5))]; | dssText.Command=['Load.Load_E_1_9_2_3051.Kv=' num2str(read(Load_E_1_9_2_3051,’holdingregs’,1,5))];
New | Load.Load_E_1_9_2_3052 | Phases=1 | bus1=E_1_9_2_305.2 | Kv=7.2 | Kw=35.7466 | Model=1 | Kvar=26.81 |  |  |  | Load_E_1_9_2_3052 | [5 empty] | dssText.Command=['Load.Load_E_1_9_2_3052.Kv=' num2str(read(Load_E_1_9_2_3052,’holdingregs’,2,5))]; | dssText.Command=['Load.Load_E_1_9_2_3052.Kv=' num2str(read(Load_E_1_9_2_3051,’holdingregs’,1,5))];
New | Load.Load_E_1_9_2_3053 | Phases=1 | bus1=E_1_9_2_305.3 | Kv=7.2 | Kw=35.7466 | Model=1 | Kvar=26.81 |  |  |  | Load_E_1_9_2_3053 | [5 empty] | dssText.Command=['Load.Load_E_1_9_2_3053.Kv=' num2str(read(Load_E_1_9_2_3053,’holdingregs’,2,5))]; | dssText.Command=['Load.Load_E_1_9_2_3053.Kv=' num2str(read(Load_E_1_9_2_3051,’holdingregs’,1,5))];
New | Load.Load_E_1_7_81 | Phases=1 | bus1=E_1_7_8.1 | Kv=7.2 | Kw=150.0513 | Model=1 | Kvar=112.5385 |  |  |  | Load_E_1_7_81 | [5 empty] | dssText.Command=['Load.Load_E_1_7_81.Kv=' num2str(read(Load_E_1_7_81,’holdingregs’,2,5))]; | dssText.Command=['Load.Load_E_1_7_81.Kv=' num2str(read(Load_E_1_7_81,’holdingregs’,1,5))];
New | Load.Load_E_1_7_82 | Phases=1 | bus1=E_1_7_8.2 | Kv=7.2 | Kw=150.0513 | Model=1 | Kvar=112.5385 |  |  |  | Load_E_1_7_82 | [5 empty] | dssText.Command=['Load.Load_E_1_7_82.Kv=' num2str(read(Load_E_1_7_82,’holdingregs’,2,5))]; | dssText.Command=['Load.Load_E_1_7_82.Kv=' num2str(read(Load_E_1_7_81,’holdingregs’,1,5))];
New | Load.Load_E_1_7_83 | Phases=1 | bus1=E_1_7_8.3 | Kv=7.2 | Kw=150.0513 | Model=1 | Kvar=112.5385 |  |  |  | Load_E_1_7_83 | [5 empty] | dssText.Command=['Load.Load_E_1_7_83.Kv=' num2str(read(Load_E_1_7_83,’holdingregs’,2,5))]; | dssText.Command=['Load.Load_E_1_7_83.Kv=' num2str(read(Load_E_1_7_81,’holdingregs’,1,5))];
New | Load.Load_E_1_9_111 | Phases=1 | bus1=E_1_9_11.1 | Kv=7.2 | Kw=131.348 | Model=1 | Kvar=98.511 |  |  |  | Load_E_1_9_111 | [5 empty] | dssText.Command=['Load.Load_E_1_9_111.Kv=' num2str(read(Load_E_1_9_111,’holdingregs’,2,5))]; | dssText.Command=['Load.Load_E_1_9_111.Kv=' num2str(read(Load_E_1_9_111,’holdingregs’,1,5))];
New | Load.Load_E_1_9_112 | Phases=1 | bus1=E_1_9_11.2 | Kv=7.2 | Kw=131.348 | Model=1 | Kvar=98.511 |  |  |  | Load_E_1_9_112 | [5 empty] | dssText.Command=['Load.Load_E_1_9_112.Kv=' num2str(read(Load_E_1_9_112,’holdingregs’,2,5))]; | dssText.Command=['Load.Load_E_1_9_112.Kv=' num2str(read(Load_E_1_9_111,’holdingregs’,1,5))];
New | Load.Load_E_1_9_113 | Phases=1 | bus1=E_1_9_11.3 | Kv=7.2 | Kw=131.348 | Model=1 | Kvar=98.511 |  |  |  | Load_E_1_9_113 | [5 empty] | dssText.Command=['Load.Load_E_1_9_113.Kv=' num2str(read(Load_E_1_9_113,’holdingregs’,2,5))]; | dssText.Command=['Load.Load_E_1_9_113.Kv=' num2str(read(Load_E_1_9_111,’holdingregs’,1,5))];
New | Load.Load_E_1_9_81 | Phases=1 | bus1=E_1_9_8.1 | Kv=7.2 | Kw=43.1829 | Model=1 | Kvar=32.3872 |  |  |  | Load_E_1_9_81 | [5 empty] | dssText.Command=['Load.Load_E_1_9_81.Kv=' num2str(read(Load_E_1_9_81,’holdingregs’,2,5))]; | dssText.Command=['Load.Load_E_1_9_81.Kv=' num2str(read(Load_E_1_9_81,’holdingregs’,1,5))];
New | Load.Load_E_1_9_82 | Phases=1 | bus1=E_1_9_8.2 | Kv=7.2 | Kw=43.1829 | Model=1 | Kvar=32.3872 |  |  |  | Load_E_1_9_82 | [5 empty] | dssText.Command=['Load.Load_E_1_9_82.Kv=' num2str(read(Load_E_1_9_82,’holdingregs’,2,5))]; | dssText.Command=['Load.Load_E_1_9_82.Kv=' num2str(read(Load_E_1_9_81,’holdingregs’,1,5))];
New | Load.Load_E_1_9_83 | Phases=1 | bus1=E_1_9_8.3 | Kv=7.2 | Kw=43.1829 | Model=1 | Kvar=32.3872 |  |  |  | Load_E_1_9_83 | [5 empty] | dssText.Command=['Load.Load_E_1_9_83.Kv=' num2str(read(Load_E_1_9_83,’holdingregs’,2,5))]; | dssText.Command=['Load.Load_E_1_9_83.Kv=' num2str(read(Load_E_1_9_81,’holdingregs’,1,5))];
New | Load.Load_E_10_10_2021 | Phases=1 | bus1=E_10_10_202.1 | Kv=7.2 | Kw=193.6509 | Model=1 | Kvar=151.6136 |  |  |  | Load_E_10_10_2021 | [5 empty] | dssText.Command=['Load.Load_E_10_10_2021.Kv=' num2str(read(Load_E_10_10_2021,’holdingregs’,2,5))]; | dssText.Command=['Load.Load_E_10_10_2021.Kv=' num2str(read(Load_E_10_10_2021,’holdingregs’,1,5))];
New | Load.Load_E_10_10_2022 | Phases=1 | bus1=E_10_10_202.2 | Kv=7.2 | Kw=193.6509 | Model=1 | Kvar=151.6136 |  |  |  | Load_E_10_10_2022 | [5 empty] | dssText.Command=['Load.Load_E_10_10_2022.Kv=' num2str(read(Load_E_10_10_2022,’holdingregs’,2,5))]; | dssText.Command=['Load.Load_E_10_10_2022.Kv=' num2str(read(Load_E_10_10_2021,’holdingregs’,1,5))];
New | Load.Load_E_10_10_2023 | Phases=1 | bus1=E_10_10_202.3 | Kv=7.2 | Kw=193.6509 | Model=1 | Kvar=151.6136 |  |  |  | Load_E_10_10_2023 | [5 empty] | dssText.Command=['Load.Load_E_10_10_2023.Kv=' num2str(read(Load_E_10_10_2023,’holdingregs’,2,5))]; | dssText.Command=['Load.Load_E_10_10_2023.Kv=' num2str(read(Load_E_10_10_2021,’holdingregs’,1,5))];
New | Load.Load_E_10_11_14_1091 | Phases=1 | bus1=E_10_11_14_109.1 | Kv=7.2 | Kw=17.564 | Model=1 | Kvar=13.173 |  |  |  | Load_E_10_11_14_1091 | [5 empty] | dssText.Command=['Load.Load_E_10_11_14_1091.Kv=' num2str(read(Load_E_10_11_14_1091,’holdingregs’,2,5))]; | dssText.Command=['Load.Load_E_10_11_14_1091.Kv=' num2str(read(Load_E_10_11_14_1091,’holdingregs’,1,5))];
New | Load.Load_E_10_11_14_1092 | Phases=1 | bus1=E_10_11_14_109.2 | Kv=7.2 | Kw=17.564 | Model=1 | Kvar=13.173 |  |  |  | Load_E_10_11_14_1092 | [5 empty] | dssText.Command=['Load.Load_E_10_11_14_1092.Kv=' num2str(read(Load_E_10_11_14_1092,’holdingregs’,2,5))]; | dssText.Command=['Load.Load_E_10_11_14_1092.Kv=' num2str(read(Load_E_10_11_14_1091,’holdingregs’,1,5))];
New | Load.Load_E_10_11_14_1093 | Phases=1 | bus1=E_10_11_14_109.3 | Kv=7.2 | Kw=17.564 | Model=1 | Kvar=13.173 |  |  |  | Load_E_10_11_14_1093 | [5 empty] | dssText.Command=['Load.Load_E_10_11_14_1093.Kv=' num2str(read(Load_E_10_11_14_1093,’holdingregs’,2,5))]; | dssText.Command=['Load.Load_E_10_11_14_1093.Kv=' num2str(read(Load_E_10_11_14_1091,’holdingregs’,1,5))];
New | Load.Load_SIO_2_SUB1 | Phases=1 | bus1=SIO_2_SUB.1 | Kv=7.2 | Kw=284.4927 | Model=1 | Kvar=211.8911 |  |  |  | Load_SIO_2_SUB1 | [5 empty] | dssText.Command=['Load.Load_SIO_2_SUB1.Kv=' num2str(read(Load_SIO_2_SUB1,’holdingregs’,2,5))]; | dssText.Command=['Load.Load_SIO_2_SUB1.Kv=' num2str(read(Load_SIO_2_SUB1,’holdingregs’,1,5))];
New | Load.Load_SIO_2_SUB2 | Phases=1 | bus1=SIO_2_SUB.2 | Kv=7.2 | Kw=284.4927 | Model=1 | Kvar=211.8911 |  |  |  | Load_SIO_2_SUB2 | [5 empty] | dssText.Command=['Load.Load_SIO_2_SUB2.Kv=' num2str(read(Load_SIO_2_SUB2,’holdingregs’,2,5))]; | dssText.Command=['Load.Load_SIO_2_SUB2.Kv=' num2str(read(Load_SIO_2_SUB1,’holdingregs’,1,5))];
New | Load.Load_SIO_2_SUB3 | Phases=1 | bus1=SIO_2_SUB.3 | Kv=7.2 | Kw=284.4927 | Model=1 | Kvar=211.8911 |  |  |  | Load_SIO_2_SUB3 | [5 empty] | dssText.Command=['Load.Load_SIO_2_SUB3.Kv=' num2str(read(Load_SIO_2_SUB3,’holdingregs’,2,5))]; | dssText.Command=['Load.Load_SIO_2_SUB3.Kv=' num2str(read(Load_SIO_2_SUB1,’holdingregs’,1,5))];
New | Load.Load_SIO_1_SUB1 | Phases=1 | bus1=SIO_1_SUB.1 | Kv=7.2 | Kw=243.3121 | Model=1 | Kvar=183.2801 |  |  |  | Load_SIO_1_SUB1 | [5 empty] | dssText.Command=['Load.Load_SIO_1_SUB1.Kv=' num2str(read(Load_SIO_1_SUB1,’holdingregs’,2,5))]; | dssText.Command=['Load.Load_SIO_1_SUB1.Kv=' num2str(read(Load_SIO_1_SUB1,’holdingregs’,1,5))];
New | Load.Load_SIO_1_SUB2 | Phases=1 | bus1=SIO_1_SUB.2 | Kv=7.2 | Kw=243.3121 | Model=1 | Kvar=183.2801 |  |  |  | Load_SIO_1_SUB2 | [5 empty] | dssText.Command=['Load.Load_SIO_1_SUB2.Kv=' num2str(read(Load_SIO_1_SUB2,’holdingregs’,2,5))]; | dssText.Command=['Load.Load_SIO_1_SUB2.Kv=' num2str(read(Load_SIO_1_SUB1,’holdingregs’,1,5))];
New | Load.Load_SIO_1_SUB3 | Phases=1 | bus1=SIO_1_SUB.3 | Kv=7.2 | Kw=243.3121 | Model=1 | Kvar=183.2801 |  |  |  | Load_SIO_1_SUB3 | [5 empty] | dssText.Command=['Load.Load_SIO_1_SUB3.Kv=' num2str(read(Load_SIO_1_SUB3,’holdingregs’,2,5))]; | dssText.Command=['Load.Load_SIO_1_SUB3.Kv=' num2str(read(Load_SIO_1_SUB1,’holdingregs’,1,5))];
New | Load.Load_SS_83_MC_151 | Phases=1 | bus1=SS_83_MC_15.1 | Kv=7.2 | Kw=117.9853 | Model=1 | Kvar=88.489 |  |  |  | Load_SS_83_MC_151 | [5 empty] | dssText.Command=['Load.Load_SS_83_MC_151.Kv=' num2str(read(Load_SS_83_MC_151,’holdingregs’,2,5))]; | dssText.Command=['Load.Load_SS_83_MC_151.Kv=' num2str(read(Load_SS_83_MC_151,’holdingregs’,1,5))];
New | Load.Load_SS_83_MC_152 | Phases=1 | bus1=SS_83_MC_15.2 | Kv=7.2 | Kw=117.9853 | Model=1 | Kvar=88.489 |  |  |  | Load_SS_83_MC_152 | [5 empty] | dssText.Command=['Load.Load_SS_83_MC_152.Kv=' num2str(read(Load_SS_83_MC_152,’holdingregs’,2,5))]; | dssText.Command=['Load.Load_SS_83_MC_152.Kv=' num2str(read(Load_SS_83_MC_151,’holdingregs’,1,5))];
New | Load.Load_SS_83_MC_153 | Phases=1 | bus1=SS_83_MC_15.3 | Kv=7.2 | Kw=117.9853 | Model=1 | Kvar=88.489 |  |  |  | Load_SS_83_MC_153 | [5 empty] | dssText.Command=['Load.Load_SS_83_MC_153.Kv=' num2str(read(Load_SS_83_MC_153,’holdingregs’,2,5))]; | dssText.Command=['Load.Load_SS_83_MC_153.Kv=' num2str(read(Load_SS_83_MC_151,’holdingregs’,1,5))];
New | Load.Load_E_2_6_121 | Phases=1 | bus1=E_2_6_12.1 | Kv=7.2 | Kw=98.511 | Model=1 | Kvar=73.8832 |  |  |  | Load_E_2_6_121 | [5 empty] | dssText.Command=['Load.Load_E_2_6_121.Kv=' num2str(read(Load_E_2_6_121,’holdingregs’,2,5))]; | dssText.Command=['Load.Load_E_2_6_121.Kv=' num2str(read(Load_E_2_6_121,’holdingregs’,1,5))];
New | Load.Load_E_2_6_122 | Phases=1 | bus1=E_2_6_12.2 | Kv=7.2 | Kw=98.511 | Model=1 | Kvar=73.8832 |  |  |  | Load_E_2_6_122 | [5 empty] | dssText.Command=['Load.Load_E_2_6_122.Kv=' num2str(read(Load_E_2_6_122,’holdingregs’,2,5))]; | dssText.Command=['Load.Load_E_2_6_122.Kv=' num2str(read(Load_E_2_6_121,’holdingregs’,1,5))];
New | Load.Load_E_2_6_123 | Phases=1 | bus1=E_2_6_12.3 | Kv=7.2 | Kw=98.511 | Model=1 | Kvar=73.8832 |  |  |  | Load_E_2_6_123 | [5 empty] | dssText.Command=['Load.Load_E_2_6_123.Kv=' num2str(read(Load_E_2_6_123,’holdingregs’,2,5))]; | dssText.Command=['Load.Load_E_2_6_123.Kv=' num2str(read(Load_E_2_6_121,’holdingregs’,1,5))];
New | Load.Load_E_2_9_151 | Phases=1 | bus1=E_2_9_15.1 | Kv=7.2 | Kw=86.0443 | Model=1 | Kvar=64.5332 |  |  |  | Load_E_2_9_151 | [5 empty] | dssText.Command=['Load.Load_E_2_9_151.Kv=' num2str(read(Load_E_2_9_151,’holdingregs’,2,5))]; | dssText.Command=['Load.Load_E_2_9_151.Kv=' num2str(read(Load_E_2_9_151,’holdingregs’,1,5))];
New | Load.Load_E_2_9_152 | Phases=1 | bus1=E_2_9_15.2 | Kv=7.2 | Kw=86.0443 | Model=1 | Kvar=64.5332 |  |  |  | Load_E_2_9_152 | [5 empty] | dssText.Command=['Load.Load_E_2_9_152.Kv=' num2str(read(Load_E_2_9_152,’holdingregs’,2,5))]; | dssText.Command=['Load.Load_E_2_9_152.Kv=' num2str(read(Load_E_2_9_151,’holdingregs’,1,5))];
New | Load.Load_E_2_9_153 | Phases=1 | bus1=E_2_9_15.3 | Kv=7.2 | Kw=86.0443 | Model=1 | Kvar=64.5332 |  |  |  | Load_E_2_9_153 | [5 empty] | dssText.Command=['Load.Load_E_2_9_153.Kv=' num2str(read(Load_E_2_9_153,’holdingregs’,2,5))]; | dssText.Command=['Load.Load_E_2_9_153.Kv=' num2str(read(Load_E_2_9_151,’holdingregs’,1,5))];
New | Load.Load_EAST_CAMPUS_31 | Phases=1 | bus1=EAST_CAMPUS_3.1 | Kv=7.2 | Kw=292.696 | Model=1 | Kvar=219.5221 |  |  |  | Load_EAST_CAMPUS_31 | [5 empty] | dssText.Command=['Load.Load_EAST_CAMPUS_31.Kv=' num2str(read(Load_EAST_CAMPUS_31,’holdingregs’,2,5))]; | dssText.Command=['Load.Load_EAST_CAMPUS_31.Kv=' num2str(read(Load_EAST_CAMPUS_31,’holdingregs’,1,5))];
New | Load.Load_EAST_CAMPUS_32 | Phases=1 | bus1=EAST_CAMPUS_3.2 | Kv=7.2 | Kw=292.696 | Model=1 | Kvar=219.5221 |  |  |  | Load_EAST_CAMPUS_32 | [5 empty] | dssText.Command=['Load.Load_EAST_CAMPUS_32.Kv=' num2str(read(Load_EAST_CAMPUS_32,’holdingregs’,2,5))]; | dssText.Command=['Load.Load_EAST_CAMPUS_32.Kv=' num2str(read(Load_EAST_CAMPUS_31,’holdingregs’,1,5))];
New | Load.Load_EAST_CAMPUS_33 | Phases=1 | bus1=EAST_CAMPUS_3.3 | Kv=7.2 | Kw=292.696 | Model=1 | Kvar=219.5221 |  |  |  | Load_EAST_CAMPUS_33 | [5 empty] | dssText.Command=['Load.Load_EAST_CAMPUS_33.Kv=' num2str(read(Load_EAST_CAMPUS_33,’holdingregs’,2,5))]; | dssText.Command=['Load.Load_EAST_CAMPUS_33.Kv=' num2str(read(Load_EAST_CAMPUS_31,’holdingregs’,1,5))];
New | Load.Load_E_5_5_4361 | Phases=1 | bus1=E_5_5_436.1 | Kv=7.2 | Kw=69.2588 | Model=1 | Kvar=51.9441 |  |  |  | Load_E_5_5_4361 | [5 empty] | dssText.Command=['Load.Load_E_5_5_4361.Kv=' num2str(read(Load_E_5_5_4361,’holdingregs’,2,5))]; | dssText.Command=['Load.Load_E_5_5_4361.Kv=' num2str(read(Load_E_5_5_4361,’holdingregs’,1,5))];
New | Load.Load_E_5_5_4362 | Phases=1 | bus1=E_5_5_436.2 | Kv=7.2 | Kw=69.2588 | Model=1 | Kvar=51.9441 |  |  |  | Load_E_5_5_4362 | [5 empty] | dssText.Command=['Load.Load_E_5_5_4362.Kv=' num2str(read(Load_E_5_5_4362,’holdingregs’,2,5))]; | dssText.Command=['Load.Load_E_5_5_4362.Kv=' num2str(read(Load_E_5_5_4361,’holdingregs’,1,5))];
New | Load.Load_E_5_5_4363 | Phases=1 | bus1=E_5_5_436.3 | Kv=7.2 | Kw=69.2588 | Model=1 | Kvar=51.9441 |  |  |  | Load_E_5_5_4363 | [5 empty] | dssText.Command=['Load.Load_E_5_5_4363.Kv=' num2str(read(Load_E_5_5_4363,’holdingregs’,2,5))]; | dssText.Command=['Load.Load_E_5_5_4363.Kv=' num2str(read(Load_E_5_5_4361,’holdingregs’,1,5))];
New | Load.Load_E_7_1_71 | Phases=1 | bus1=E_7_1_7.1 | Kv=7.2 | Kw=41.8527 | Model=1 | Kvar=31.3895 |  |  |  | Load_E_7_1_71 | [5 empty] | dssText.Command=['Load.Load_E_7_1_71.Kv=' num2str(read(Load_E_7_1_71,’holdingregs’,2,5))]; | dssText.Command=['Load.Load_E_7_1_71.Kv=' num2str(read(Load_E_7_1_71,’holdingregs’,1,5))];
New | Load.Load_E_7_1_72 | Phases=1 | bus1=E_7_1_7.2 | Kv=7.2 | Kw=41.8527 | Model=1 | Kvar=31.3895 |  |  |  | Load_E_7_1_72 | [5 empty] | dssText.Command=['Load.Load_E_7_1_72.Kv=' num2str(read(Load_E_7_1_72,’holdingregs’,2,5))]; | dssText.Command=['Load.Load_E_7_1_72.Kv=' num2str(read(Load_E_7_1_71,’holdingregs’,1,5))];
New | Load.Load_E_7_1_73 | Phases=1 | bus1=E_7_1_7.3 | Kv=7.2 | Kw=41.8527 | Model=1 | Kvar=31.3895 |  |  |  | Load_E_7_1_73 | [5 empty] | dssText.Command=['Load.Load_E_7_1_73.Kv=' num2str(read(Load_E_7_1_73,’holdingregs’,2,5))]; | dssText.Command=['Load.Load_E_7_1_73.Kv=' num2str(read(Load_E_7_1_71,’holdingregs’,1,5))];
New | Load.Load_E_7_11_171 | Phases=1 | bus1=E_7_11_17.1 | Kv=7.2 | Kw=106.1237 | Model=1 | Kvar=79.5928 |  |  |  | Load_E_7_11_171 | [5 empty] | dssText.Command=['Load.Load_E_7_11_171.Kv=' num2str(read(Load_E_7_11_171,’holdingregs’,2,5))]; | dssText.Command=['Load.Load_E_7_11_171.Kv=' num2str(read(Load_E_7_11_171,’holdingregs’,1,5))];
New | Load.Load_E_7_11_172 | Phases=1 | bus1=E_7_11_17.2 | Kv=7.2 | Kw=106.1237 | Model=1 | Kvar=79.5928 |  |  |  | Load_E_7_11_172 | [5 empty] | dssText.Command=['Load.Load_E_7_11_172.Kv=' num2str(read(Load_E_7_11_172,’holdingregs’,2,5))]; | dssText.Command=['Load.Load_E_7_11_172.Kv=' num2str(read(Load_E_7_11_171,’holdingregs’,1,5))];
New | Load.Load_E_7_11_173 | Phases=1 | bus1=E_7_11_17.3 | Kv=7.2 | Kw=106.1237 | Model=1 | Kvar=79.5928 |  |  |  | Load_E_7_11_173 | [5 empty] | dssText.Command=['Load.Load_E_7_11_173.Kv=' num2str(read(Load_E_7_11_173,’holdingregs’,2,5))]; | dssText.Command=['Load.Load_E_7_11_173.Kv=' num2str(read(Load_E_7_11_171,’holdingregs’,1,5))];
New | Load.Load_E_7_17_171 | Phases=1 | bus1=E_7_17_17.1 | Kv=7.2 | Kw=85.5557 | Model=1 | Kvar=64.1668 |  |  |  | Load_E_7_17_171 | [5 empty] | dssText.Command=['Load.Load_E_7_17_171.Kv=' num2str(read(Load_E_7_17_171,’holdingregs’,2,5))]; | dssText.Command=['Load.Load_E_7_17_171.Kv=' num2str(read(Load_E_7_17_171,’holdingregs’,1,5))];
New | Load.Load_E_7_17_172 | Phases=1 | bus1=E_7_17_17.2 | Kv=7.2 | Kw=85.5557 | Model=1 | Kvar=64.1668 |  |  |  | Load_E_7_17_172 | [5 empty] | dssText.Command=['Load.Load_E_7_17_172.Kv=' num2str(read(Load_E_7_17_172,’holdingregs’,2,5))]; | dssText.Command=['Load.Load_E_7_17_172.Kv=' num2str(read(Load_E_7_17_171,’holdingregs’,1,5))];
New | Load.Load_E_7_17_173 | Phases=1 | bus1=E_7_17_17.3 | Kv=7.2 | Kw=85.5557 | Model=1 | Kvar=64.1668 |  |  |  | Load_E_7_17_173 | [5 empty] | dssText.Command=['Load.Load_E_7_17_173.Kv=' num2str(read(Load_E_7_17_173,’holdingregs’,2,5))]; | dssText.Command=['Load.Load_E_7_17_173.Kv=' num2str(read(Load_E_7_17_171,’holdingregs’,1,5))];
New | Load.Load_E_7_19_171 | Phases=1 | bus1=E_7_19_17.1 | Kv=7.2 | Kw=502.2538 | Model=1 | Kvar=385.7431 |  |  |  | Load_E_7_19_171 | [5 empty] | dssText.Command=['Load.Load_E_7_19_171.Kv=' num2str(read(Load_E_7_19_171,’holdingregs’,2,5))]; | dssText.Command=['Load.Load_E_7_19_171.Kv=' num2str(read(Load_E_7_19_171,’holdingregs’,1,5))];
New | Load.Load_E_7_19_172 | Phases=1 | bus1=E_7_19_17.2 | Kv=7.2 | Kw=502.2538 | Model=1 | Kvar=385.7431 |  |  |  | Load_E_7_19_172 | [5 empty] | dssText.Command=['Load.Load_E_7_19_172.Kv=' num2str(read(Load_E_7_19_172,’holdingregs’,2,5))]; | dssText.Command=['Load.Load_E_7_19_172.Kv=' num2str(read(Load_E_7_19_171,’holdingregs’,1,5))];
New | Load.Load_E_7_19_173 | Phases=1 | bus1=E_7_19_17.3 | Kv=7.2 | Kw=502.2538 | Model=1 | Kvar=385.7431 |  |  |  | Load_E_7_19_173 | [5 empty] | dssText.Command=['Load.Load_E_7_19_173.Kv=' num2str(read(Load_E_7_19_173,’holdingregs’,2,5))]; | dssText.Command=['Load.Load_E_7_19_173.Kv=' num2str(read(Load_E_7_19_171,’holdingregs’,1,5))];
New | Load.Load_SS_42_WC1 | Phases=1 | bus1=SS_42_WC.1 | Kv=7.2 | Kw=22.4911 | Model=1 | Kvar=16.8683 |  |  |  | Load_SS_42_WC1 | [5 empty] | dssText.Command=['Load.Load_SS_42_WC1.Kv=' num2str(read(Load_SS_42_WC1,’holdingregs’,2,5))]; | dssText.Command=['Load.Load_SS_42_WC1.Kv=' num2str(read(Load_SS_42_WC1,’holdingregs’,1,5))];
New | Load.Load_SS_42_WC2 | Phases=1 | bus1=SS_42_WC.2 | Kv=7.2 | Kw=22.4911 | Model=1 | Kvar=16.8683 |  |  |  | Load_SS_42_WC2 | [5 empty] | dssText.Command=['Load.Load_SS_42_WC2.Kv=' num2str(read(Load_SS_42_WC2,’holdingregs’,2,5))]; | dssText.Command=['Load.Load_SS_42_WC2.Kv=' num2str(read(Load_SS_42_WC1,’holdingregs’,1,5))];
New | Load.Load_SS_42_WC3 | Phases=1 | bus1=SS_42_WC.3 | Kv=7.2 | Kw=22.4911 | Model=1 | Kvar=16.8683 |  |  |  | Load_SS_42_WC3 | [5 empty] | dssText.Command=['Load.Load_SS_42_WC3.Kv=' num2str(read(Load_SS_42_WC3,’holdingregs’,2,5))]; | dssText.Command=['Load.Load_SS_42_WC3.Kv=' num2str(read(Load_SS_42_WC1,’holdingregs’,1,5))];
New | Load.Load_EBU2_LAB_PRI1 | Phases=1 | bus1=EBU2_LAB_PRI.1 | Kv=7.2 | Kw=63.5748 | Model=1 | Kvar=47.6811 |  |  |  | Load_EBU2_LAB_PRI1 | [5 empty] | dssText.Command=['Load.Load_EBU2_LAB_PRI1.Kv=' num2str(read(Load_EBU2_LAB_PRI1,’holdingregs’,2,5))]; | dssText.Command=['Load.Load_EBU2_LAB_PRI1.Kv=' num2str(read(Load_EBU2_LAB_PRI1,’holdingregs’,1,5))];
New | Load.Load_EBU2_LAB_PRI2 | Phases=1 | bus1=EBU2_LAB_PRI.2 | Kv=7.2 | Kw=63.5748 | Model=1 | Kvar=47.6811 |  |  |  | Load_EBU2_LAB_PRI2 | [5 empty] | dssText.Command=['Load.Load_EBU2_LAB_PRI2.Kv=' num2str(read(Load_EBU2_LAB_PRI2,’holdingregs’,2,5))]; | dssText.Command=['Load.Load_EBU2_LAB_PRI2.Kv=' num2str(read(Load_EBU2_LAB_PRI1,’holdingregs’,1,5))];
New | Load.Load_EBU2_LAB_PRI3 | Phases=1 | bus1=EBU2_LAB_PRI.3 | Kv=7.2 | Kw=63.5748 | Model=1 | Kvar=47.6811 |  |  |  | Load_EBU2_LAB_PRI3 | [5 empty] | dssText.Command=['Load.Load_EBU2_LAB_PRI3.Kv=' num2str(read(Load_EBU2_LAB_PRI3,’holdingregs’,2,5))]; | dssText.Command=['Load.Load_EBU2_LAB_PRI3.Kv=' num2str(read(Load_EBU2_LAB_PRI1,’holdingregs’,1,5))];
New | Load.Load_SW_T_0951 | Phases=1 | bus1=SW_T_095.1 | Kv=7.2 | Kw=120.5523 | Model=1 | Kvar=90.4142 |  |  |  | Load_SW_T_0951 | [5 empty] | dssText.Command=['Load.Load_SW_T_0951.Kv=' num2str(read(Load_SW_T_0951,’holdingregs’,2,5))]; | dssText.Command=['Load.Load_SW_T_0951.Kv=' num2str(read(Load_SW_T_0951,’holdingregs’,1,5))];
New | Load.Load_SW_T_0952 | Phases=1 | bus1=SW_T_095.2 | Kv=7.2 | Kw=120.5523 | Model=1 | Kvar=90.4142 |  |  |  | Load_SW_T_0952 | [5 empty] | dssText.Command=['Load.Load_SW_T_0952.Kv=' num2str(read(Load_SW_T_0952,’holdingregs’,2,5))]; | dssText.Command=['Load.Load_SW_T_0952.Kv=' num2str(read(Load_SW_T_0951,’holdingregs’,1,5))];
New | Load.Load_SW_T_0953 | Phases=1 | bus1=SW_T_095.3 | Kv=7.2 | Kw=120.5523 | Model=1 | Kvar=90.4142 |  |  |  | Load_SW_T_0953 | [5 empty] | dssText.Command=['Load.Load_SW_T_0953.Kv=' num2str(read(Load_SW_T_0953,’holdingregs’,2,5))]; | dssText.Command=['Load.Load_SW_T_0953.Kv=' num2str(read(Load_SW_T_0951,’holdingregs’,1,5))];
New | Load.Load_PSA1 | Phases=1 | bus1=PSA.1 | Kv=7.2 | Kw=394.044 | Model=1 | Kvar=295.533 |  |  |  | Load_PSA1 | [5 empty] | dssText.Command=['Load.Load_PSA1.Kv=' num2str(read(Load_PSA1,’holdingregs’,2,5))]; | dssText.Command=['Load.Load_PSA1.Kv=' num2str(read(Load_PSA1,’holdingregs’,1,5))];
New | Load.Load_PSA2 | Phases=1 | bus1=PSA.2 | Kv=7.2 | Kw=394.044 | Model=1 | Kvar=295.533 |  |  |  | Load_PSA2 | [5 empty] | dssText.Command=['Load.Load_PSA2.Kv=' num2str(read(Load_PSA2,’holdingregs’,2,5))]; | dssText.Command=['Load.Load_PSA2.Kv=' num2str(read(Load_PSA1,’holdingregs’,1,5))];
New | Load.Load_PSA3 | Phases=1 | bus1=PSA.3 | Kv=7.2 | Kw=394.044 | Model=1 | Kvar=295.533 |  |  |  | Load_PSA3 | [5 empty] | dssText.Command=['Load.Load_PSA3.Kv=' num2str(read(Load_PSA3,’holdingregs’,2,5))]; | dssText.Command=['Load.Load_PSA3.Kv=' num2str(read(Load_PSA1,’holdingregs’,1,5))];
New | Load.Load_BUS_T_179_PRI1 | Phases=1 | bus1=BUS_T_179_PRI.1 | Kv=7.2 | Kw=55.0089 | Model=1 | Kvar=32.2039 |  |  |  | Load_BUS_T_179_PRI1 | [5 empty] | dssText.Command=['Load.Load_BUS_T_179_PRI1.Kv=' num2str(read(Load_BUS_T_179_PRI1,’holdingregs’,2,5))]; | dssText.Command=['Load.Load_BUS_T_179_PRI1.Kv=' num2str(read(Load_BUS_T_179_PRI1,’holdingregs’,1,5))];
New | Load.Load_BUS_T_179_PRI2 | Phases=1 | bus1=BUS_T_179_PRI.2 | Kv=7.2 | Kw=55.0089 | Model=1 | Kvar=32.2039 |  |  |  | Load_BUS_T_179_PRI2 | [5 empty] | dssText.Command=['Load.Load_BUS_T_179_PRI2.Kv=' num2str(read(Load_BUS_T_179_PRI2,’holdingregs’,2,5))]; | dssText.Command=['Load.Load_BUS_T_179_PRI2.Kv=' num2str(read(Load_BUS_T_179_PRI1,’holdingregs’,1,5))];
New | Load.Load_BUS_T_179_PRI3 | Phases=1 | bus1=BUS_T_179_PRI.3 | Kv=7.2 | Kw=55.0089 | Model=1 | Kvar=32.2039 |  |  |  | Load_BUS_T_179_PRI3 | [5 empty] | dssText.Command=['Load.Load_BUS_T_179_PRI3.Kv=' num2str(read(Load_BUS_T_179_PRI3,’holdingregs’,2,5))]; | dssText.Command=['Load.Load_BUS_T_179_PRI3.Kv=' num2str(read(Load_BUS_T_179_PRI1,’holdingregs’,1,5))];
New | Load.Load_BUS_T_345_PRI1 | Phases=1 | bus1=BUS_T_345_PRI.1 | Kv=7.2 | Kw=513.5213 | Model=1 | Kvar=385.141 |  |  |  | Load_BUS_T_345_PRI1 | [5 empty] | dssText.Command=['Load.Load_BUS_T_345_PRI1.Kv=' num2str(read(Load_BUS_T_345_PRI1,’holdingregs’,2,5))]; | dssText.Command=['Load.Load_BUS_T_345_PRI1.Kv=' num2str(read(Load_BUS_T_345_PRI1,’holdingregs’,1,5))];
New | Load.Load_BUS_T_345_PRI2 | Phases=1 | bus1=BUS_T_345_PRI.2 | Kv=7.2 | Kw=513.5213 | Model=1 | Kvar=385.141 |  |  |  | Load_BUS_T_345_PRI2 | [5 empty] | dssText.Command=['Load.Load_BUS_T_345_PRI2.Kv=' num2str(read(Load_BUS_T_345_PRI2,’holdingregs’,2,5))]; | dssText.Command=['Load.Load_BUS_T_345_PRI2.Kv=' num2str(read(Load_BUS_T_345_PRI1,’holdingregs’,1,5))];
New | Load.Load_BUS_T_345_PRI3 | Phases=1 | bus1=BUS_T_345_PRI.3 | Kv=7.2 | Kw=513.5213 | Model=1 | Kvar=385.141 |  |  |  | Load_BUS_T_345_PRI3 | [5 empty] | dssText.Command=['Load.Load_BUS_T_345_PRI3.Kv=' num2str(read(Load_BUS_T_345_PRI3,’holdingregs’,2,5))]; | dssText.Command=['Load.Load_BUS_T_345_PRI3.Kv=' num2str(read(Load_BUS_T_345_PRI1,’holdingregs’,1,5))];
New | Load.Load_SS_31_RC1 | Phases=1 | bus1=SS_31_RC.1 | Kv=7.2 | Kw=252.3264 | Model=1 | Kvar=189.2448 |  |  |  | Load_SS_31_RC1 | [5 empty] | dssText.Command=['Load.Load_SS_31_RC1.Kv=' num2str(read(Load_SS_31_RC1,’holdingregs’,2,5))]; | dssText.Command=['Load.Load_SS_31_RC1.Kv=' num2str(read(Load_SS_31_RC1,’holdingregs’,1,5))];
New | Load.Load_SS_31_RC2 | Phases=1 | bus1=SS_31_RC.2 | Kv=7.2 | Kw=252.3264 | Model=1 | Kvar=189.2448 |  |  |  | Load_SS_31_RC2 | [5 empty] | dssText.Command=['Load.Load_SS_31_RC2.Kv=' num2str(read(Load_SS_31_RC2,’holdingregs’,2,5))]; | dssText.Command=['Load.Load_SS_31_RC2.Kv=' num2str(read(Load_SS_31_RC1,’holdingregs’,1,5))];
New | Load.Load_SS_31_RC3 | Phases=1 | bus1=SS_31_RC.3 | Kv=7.2 | Kw=252.3264 | Model=1 | Kvar=189.2448 |  |  |  | Load_SS_31_RC3 | [5 empty] | dssText.Command=['Load.Load_SS_31_RC3.Kv=' num2str(read(Load_SS_31_RC3,’holdingregs’,2,5))]; | dssText.Command=['Load.Load_SS_31_RC3.Kv=' num2str(read(Load_SS_31_RC1,’holdingregs’,1,5))];
New | Load.Load_SS_30_RC1 | Phases=1 | bus1=SS_30_RC.1 | Kv=7.2 | Kw=536.1877 | Model=1 | Kvar=402.1408 |  |  |  | Load_SS_30_RC1 | [5 empty] | dssText.Command=['Load.Load_SS_30_RC1.Kv=' num2str(read(Load_SS_30_RC1,’holdingregs’,2,5))]; | dssText.Command=['Load.Load_SS_30_RC1.Kv=' num2str(read(Load_SS_30_RC1,’holdingregs’,1,5))];
New | Load.Load_SS_30_RC2 | Phases=1 | bus1=SS_30_RC.2 | Kv=7.2 | Kw=536.1877 | Model=1 | Kvar=402.1408 |  |  |  | Load_SS_30_RC2 | [5 empty] | dssText.Command=['Load.Load_SS_30_RC2.Kv=' num2str(read(Load_SS_30_RC2,’holdingregs’,2,5))]; | dssText.Command=['Load.Load_SS_30_RC2.Kv=' num2str(read(Load_SS_30_RC1,’holdingregs’,1,5))];
New | Load.Load_SS_30_RC3 | Phases=1 | bus1=SS_30_RC.3 | Kv=7.2 | Kw=536.1877 | Model=1 | Kvar=402.1408 |  |  |  | Load_SS_30_RC3 | [5 empty] | dssText.Command=['Load.Load_SS_30_RC3.Kv=' num2str(read(Load_SS_30_RC3,’holdingregs’,2,5))]; | dssText.Command=['Load.Load_SS_30_RC3.Kv=' num2str(read(Load_SS_30_RC1,’holdingregs’,1,5))];
New | Load.Load_SB_B2A1 | Phases=1 | bus1=SB_B2A.1 | Kv=7.2 | Kw=699.577 | Model=1 | Kvar=524.6827 |  |  |  | Load_SB_B2A1 | [5 empty] | dssText.Command=['Load.Load_SB_B2A1.Kv=' num2str(read(Load_SB_B2A1,’holdingregs’,2,5))]; | dssText.Command=['Load.Load_SB_B2A1.Kv=' num2str(read(Load_SB_B2A1,’holdingregs’,1,5))];
New | Load.Load_SB_B2A2 | Phases=1 | bus1=SB_B2A.2 | Kv=7.2 | Kw=699.577 | Model=1 | Kvar=524.6827 |  |  |  | Load_SB_B2A2 | [5 empty] | dssText.Command=['Load.Load_SB_B2A2.Kv=' num2str(read(Load_SB_B2A2,’holdingregs’,2,5))]; | dssText.Command=['Load.Load_SB_B2A2.Kv=' num2str(read(Load_SB_B2A1,’holdingregs’,1,5))];
New | Load.Load_SB_B2A3 | Phases=1 | bus1=SB_B2A.3 | Kv=7.2 | Kw=699.577 | Model=1 | Kvar=524.6827 |  |  |  | Load_SB_B2A3 | [5 empty] | dssText.Command=['Load.Load_SB_B2A3.Kv=' num2str(read(Load_SB_B2A3,’holdingregs’,2,5))]; | dssText.Command=['Load.Load_SB_B2A3.Kv=' num2str(read(Load_SB_B2A1,’holdingregs’,1,5))];
New | Load.Load_SS_52_SIO1 | Phases=1 | bus1=SS_52_SIO.1 | Kv=7.2 | Kw=172.4608 | Model=1 | Kvar=128.5496 |  |  |  | Load_SS_52_SIO1 | [5 empty] | dssText.Command=['Load.Load_SS_52_SIO1.Kv=' num2str(read(Load_SS_52_SIO1,’holdingregs’,2,5))]; | dssText.Command=['Load.Load_SS_52_SIO1.Kv=' num2str(read(Load_SS_52_SIO1,’holdingregs’,1,5))];
New | Load.Load_SS_52_SIO2 | Phases=1 | bus1=SS_52_SIO.2 | Kv=7.2 | Kw=172.4608 | Model=1 | Kvar=128.5496 |  |  |  | Load_SS_52_SIO2 | [5 empty] | dssText.Command=['Load.Load_SS_52_SIO2.Kv=' num2str(read(Load_SS_52_SIO2,’holdingregs’,2,5))]; | dssText.Command=['Load.Load_SS_52_SIO2.Kv=' num2str(read(Load_SS_52_SIO1,’holdingregs’,1,5))];
New | Load.Load_SS_52_SIO3 | Phases=1 | bus1=SS_52_SIO.3 | Kv=7.2 | Kw=172.4608 | Model=1 | Kvar=128.5496 |  |  |  | Load_SS_52_SIO3 | [5 empty] | dssText.Command=['Load.Load_SS_52_SIO3.Kv=' num2str(read(Load_SS_52_SIO3,’holdingregs’,2,5))]; | dssText.Command=['Load.Load_SS_52_SIO3.Kv=' num2str(read(Load_SS_52_SIO1,’holdingregs’,1,5))];
New | Load.Load_SS_82_WC1 | Phases=1 | bus1=SS_82_WC.1 | Kv=7.2 | Kw=262.696 | Model=1 | Kvar=197.022 |  |  |  | Load_SS_82_WC1 | [5 empty] | dssText.Command=['Load.Load_SS_82_WC1.Kv=' num2str(read(Load_SS_82_WC1,’holdingregs’,2,5))]; | dssText.Command=['Load.Load_SS_82_WC1.Kv=' num2str(read(Load_SS_82_WC1,’holdingregs’,1,5))];
New | Load.Load_SS_82_WC2 | Phases=1 | bus1=SS_82_WC.2 | Kv=7.2 | Kw=262.696 | Model=1 | Kvar=197.022 |  |  |  | Load_SS_82_WC2 | [5 empty] | dssText.Command=['Load.Load_SS_82_WC2.Kv=' num2str(read(Load_SS_82_WC2,’holdingregs’,2,5))]; | dssText.Command=['Load.Load_SS_82_WC2.Kv=' num2str(read(Load_SS_82_WC1,’holdingregs’,1,5))];
New | Load.Load_SS_82_WC3 | Phases=1 | bus1=SS_82_WC.3 | Kv=7.2 | Kw=262.696 | Model=1 | Kvar=197.022 |  |  |  | Load_SS_82_WC3 | [5 empty] | dssText.Command=['Load.Load_SS_82_WC3.Kv=' num2str(read(Load_SS_82_WC3,’holdingregs’,2,5))]; | dssText.Command=['Load.Load_SS_82_WC3.Kv=' num2str(read(Load_SS_82_WC1,’holdingregs’,1,5))];
New | Load.Load_SS_91_WC1 | Phases=1 | bus1=SS_91_WC.1 | Kv=7.2 | Kw=197.022 | Model=1 | Kvar=147.7665 |  |  |  | Load_SS_91_WC1 | [5 empty] | dssText.Command=['Load.Load_SS_91_WC1.Kv=' num2str(read(Load_SS_91_WC1,’holdingregs’,2,5))]; | dssText.Command=['Load.Load_SS_91_WC1.Kv=' num2str(read(Load_SS_91_WC1,’holdingregs’,1,5))];
New | Load.Load_SS_91_WC2 | Phases=1 | bus1=SS_91_WC.2 | Kv=7.2 | Kw=197.022 | Model=1 | Kvar=147.7665 |  |  |  | Load_SS_91_WC2 | [5 empty] | dssText.Command=['Load.Load_SS_91_WC2.Kv=' num2str(read(Load_SS_91_WC2,’holdingregs’,2,5))]; | dssText.Command=['Load.Load_SS_91_WC2.Kv=' num2str(read(Load_SS_91_WC1,’holdingregs’,1,5))];
New | Load.Load_SS_91_WC3 | Phases=1 | bus1=SS_91_WC.3 | Kv=7.2 | Kw=197.022 | Model=1 | Kvar=147.7665 |  |  |  | Load_SS_91_WC3 | [5 empty] | dssText.Command=['Load.Load_SS_91_WC3.Kv=' num2str(read(Load_SS_91_WC3,’holdingregs’,2,5))]; | dssText.Command=['Load.Load_SS_91_WC3.Kv=' num2str(read(Load_SS_91_WC1,’holdingregs’,1,5))];
New | Load.Load_SS_92_ERC1 | Phases=1 | bus1=SS_92_ERC.1 | Kv=7.2 | Kw=131.348 | Model=1 | Kvar=98.511 |  |  |  | Load_SS_92_ERC1 | [5 empty] | dssText.Command=['Load.Load_SS_92_ERC1.Kv=' num2str(read(Load_SS_92_ERC1,’holdingregs’,2,5))]; | dssText.Command=['Load.Load_SS_92_ERC1.Kv=' num2str(read(Load_SS_92_ERC1,’holdingregs’,1,5))];
New | Load.Load_SS_92_ERC2 | Phases=1 | bus1=SS_92_ERC.2 | Kv=7.2 | Kw=131.348 | Model=1 | Kvar=98.511 |  |  |  | Load_SS_92_ERC2 | [5 empty] | dssText.Command=['Load.Load_SS_92_ERC2.Kv=' num2str(read(Load_SS_92_ERC2,’holdingregs’,2,5))]; | dssText.Command=['Load.Load_SS_92_ERC2.Kv=' num2str(read(Load_SS_92_ERC1,’holdingregs’,1,5))];
New | Load.Load_SS_92_ERC3 | Phases=1 | bus1=SS_92_ERC.3 | Kv=7.2 | Kw=131.348 | Model=1 | Kvar=98.511 |  |  |  | Load_SS_92_ERC3 | [5 empty] | dssText.Command=['Load.Load_SS_92_ERC3.Kv=' num2str(read(Load_SS_92_ERC3,’holdingregs’,2,5))]; | dssText.Command=['Load.Load_SS_92_ERC3.Kv=' num2str(read(Load_SS_92_ERC1,’holdingregs’,1,5))];
New | Load.Load_SVERD_US1_PRI1 | Phases=1 | bus1=SVERD_US1_PRI.1 | Kv=7.2 | Kw=175.2253 | Model=1 | Kvar=132.8974 |  |  |  | Load_SVERD_US1_PRI1 | [5 empty] | dssText.Command=['Load.Load_SVERD_US1_PRI1.Kv=' num2str(read(Load_SVERD_US1_PRI1,’holdingregs’,2,5))]; | dssText.Command=['Load.Load_SVERD_US1_PRI1.Kv=' num2str(read(Load_SVERD_US1_PRI1,’holdingregs’,1,5))];
New | Load.Load_SVERD_US1_PRI2 | Phases=1 | bus1=SVERD_US1_PRI.2 | Kv=7.2 | Kw=175.2253 | Model=1 | Kvar=132.8974 |  |  |  | Load_SVERD_US1_PRI2 | [5 empty] | dssText.Command=['Load.Load_SVERD_US1_PRI2.Kv=' num2str(read(Load_SVERD_US1_PRI2,’holdingregs’,2,5))]; | dssText.Command=['Load.Load_SVERD_US1_PRI2.Kv=' num2str(read(Load_SVERD_US1_PRI1,’holdingregs’,1,5))];
New | Load.Load_SVERD_US1_PRI3 | Phases=1 | bus1=SVERD_US1_PRI.3 | Kv=7.2 | Kw=175.2253 | Model=1 | Kvar=132.8974 |  |  |  | Load_SVERD_US1_PRI3 | [5 empty] | dssText.Command=['Load.Load_SVERD_US1_PRI3.Kv=' num2str(read(Load_SVERD_US1_PRI3,’holdingregs’,2,5))]; | dssText.Command=['Load.Load_SVERD_US1_PRI3.Kv=' num2str(read(Load_SVERD_US1_PRI1,’holdingregs’,1,5))];
New | Load.Load_T_0501 | Phases=1 | bus1=T_050.1 | Kv=7.2 | Kw=63.5234 | Model=1 | Kvar=47.4926 |  |  |  | Load_T_0501 | [5 empty] | dssText.Command=['Load.Load_T_0501.Kv=' num2str(read(Load_T_0501,’holdingregs’,2,5))]; | dssText.Command=['Load.Load_T_0501.Kv=' num2str(read(Load_T_0501,’holdingregs’,1,5))];
New | Load.Load_T_0502 | Phases=1 | bus1=T_050.2 | Kv=7.2 | Kw=63.5234 | Model=1 | Kvar=47.4926 |  |  |  | Load_T_0502 | [5 empty] | dssText.Command=['Load.Load_T_0502.Kv=' num2str(read(Load_T_0502,’holdingregs’,2,5))]; | dssText.Command=['Load.Load_T_0502.Kv=' num2str(read(Load_T_0501,’holdingregs’,1,5))];
New | Load.Load_T_0503 | Phases=1 | bus1=T_050.3 | Kv=7.2 | Kw=63.5234 | Model=1 | Kvar=47.4926 |  |  |  | Load_T_0503 | [5 empty] | dssText.Command=['Load.Load_T_0503.Kv=' num2str(read(Load_T_0503,’holdingregs’,2,5))]; | dssText.Command=['Load.Load_T_0503.Kv=' num2str(read(Load_T_0501,’holdingregs’,1,5))];
New | Load.Load_C_SERVICE_PRI1 | Phases=1 | bus1=C_SERVICE_PRI.1 | Kv=7.2 | Kw=155.1693 | Model=1 | Kvar=116.377 |  |  |  | Load_C_SERVICE_PRI1 | [5 empty] | dssText.Command=['Load.Load_C_SERVICE_PRI1.Kv=' num2str(read(Load_C_SERVICE_PRI1,’holdingregs’,2,5))]; | dssText.Command=['Load.Load_C_SERVICE_PRI1.Kv=' num2str(read(Load_C_SERVICE_PRI1,’holdingregs’,1,5))];
New | Load.Load_C_SERVICE_PRI2 | Phases=1 | bus1=C_SERVICE_PRI.2 | Kv=7.2 | Kw=155.1693 | Model=1 | Kvar=116.377 |  |  |  | Load_C_SERVICE_PRI2 | [5 empty] | dssText.Command=['Load.Load_C_SERVICE_PRI2.Kv=' num2str(read(Load_C_SERVICE_PRI2,’holdingregs’,2,5))]; | dssText.Command=['Load.Load_C_SERVICE_PRI2.Kv=' num2str(read(Load_C_SERVICE_PRI1,’holdingregs’,1,5))];
New | Load.Load_C_SERVICE_PRI3 | Phases=1 | bus1=C_SERVICE_PRI.3 | Kv=7.2 | Kw=155.1693 | Model=1 | Kvar=116.377 |  |  |  | Load_C_SERVICE_PRI3 | [5 empty] | dssText.Command=['Load.Load_C_SERVICE_PRI3.Kv=' num2str(read(Load_C_SERVICE_PRI3,’holdingregs’,2,5))]; | dssText.Command=['Load.Load_C_SERVICE_PRI3.Kv=' num2str(read(Load_C_SERVICE_PRI1,’holdingregs’,1,5))];
New | Load.Load_SW_T_071_0721 | Phases=1 | bus1=SW_T_071/072.1 | Kv=7.2 | Kw=62.5467 | Model=1 | Kvar=46.91 |  |  |  | Load_SW_T_071_0721 | [5 empty] | dssText.Command=['Load.Load_SW_T_071_0721.Kv=' num2str(read(Load_SW_T_071_0721,’holdingregs’,2,5))]; | dssText.Command=['Load.Load_SW_T_071_0721.Kv=' num2str(read(Load_SW_T_071_0721,’holdingregs’,1,5))];
New | Load.Load_SW_T_071_0722 | Phases=1 | bus1=SW_T_071/072.2 | Kv=7.2 | Kw=62.5467 | Model=1 | Kvar=46.91 |  |  |  | Load_SW_T_071_0722 | [5 empty] | dssText.Command=['Load.Load_SW_T_071_0722.Kv=' num2str(read(Load_SW_T_071_0722,’holdingregs’,2,5))]; | dssText.Command=['Load.Load_SW_T_071_0722.Kv=' num2str(read(Load_SW_T_071_0721,’holdingregs’,1,5))];
New | Load.Load_SW_T_071_0723 | Phases=1 | bus1=SW_T_071/072.3 | Kv=7.2 | Kw=62.5467 | Model=1 | Kvar=46.91 |  |  |  | Load_SW_T_071_0723 | [5 empty] | dssText.Command=['Load.Load_SW_T_071_0723.Kv=' num2str(read(Load_SW_T_071_0723,’holdingregs’,2,5))]; | dssText.Command=['Load.Load_SW_T_071_0723.Kv=' num2str(read(Load_SW_T_071_0721,’holdingregs’,1,5))];
New | Load.Load_BUS_T_234_PRI1 | Phases=1 | bus1=BUS_T_234_PRI.1 | Kv=7.2 | Kw=44.3993 | Model=1 | Kvar=33.2995 |  |  |  | Load_BUS_T_234_PRI1 | [5 empty] | dssText.Command=['Load.Load_BUS_T_234_PRI1.Kv=' num2str(read(Load_BUS_T_234_PRI1,’holdingregs’,2,5))]; | dssText.Command=['Load.Load_BUS_T_234_PRI1.Kv=' num2str(read(Load_BUS_T_234_PRI1,’holdingregs’,1,5))];
New | Load.Load_BUS_T_234_PRI2 | Phases=1 | bus1=BUS_T_234_PRI.2 | Kv=7.2 | Kw=44.3993 | Model=1 | Kvar=33.2995 |  |  |  | Load_BUS_T_234_PRI2 | [5 empty] | dssText.Command=['Load.Load_BUS_T_234_PRI2.Kv=' num2str(read(Load_BUS_T_234_PRI2,’holdingregs’,2,5))]; | dssText.Command=['Load.Load_BUS_T_234_PRI2.Kv=' num2str(read(Load_BUS_T_234_PRI1,’holdingregs’,1,5))];
New | Load.Load_BUS_T_234_PRI3 | Phases=1 | bus1=BUS_T_234_PRI.3 | Kv=7.2 | Kw=44.3993 | Model=1 | Kvar=33.2995 |  |  |  | Load_BUS_T_234_PRI3 | [5 empty] | dssText.Command=['Load.Load_BUS_T_234_PRI3.Kv=' num2str(read(Load_BUS_T_234_PRI3,’holdingregs’,2,5))]; | dssText.Command=['Load.Load_BUS_T_234_PRI3.Kv=' num2str(read(Load_BUS_T_234_PRI1,’holdingregs’,1,5))];
New | Load.Load_DB_CP1 | Phases=1 | bus1=DB_CP.1 | Kv=2.4 | Kw=378.779 | Model=1 | Kvar=284.0843 |  |  |  | Load_DB_CP1 | [5 empty] | dssText.Command=['Load.Load_DB_CP1.Kv=' num2str(read(Load_DB_CP1,’holdingregs’,2,5))]; | dssText.Command=['Load.Load_DB_CP1.Kv=' num2str(read(Load_DB_CP1,’holdingregs’,1,5))];
New | Load.Load_DB_CP2 | Phases=1 | bus1=DB_CP.2 | Kv=2.4 | Kw=378.779 | Model=1 | Kvar=284.0843 |  |  |  | Load_DB_CP2 | [5 empty] | dssText.Command=['Load.Load_DB_CP2.Kv=' num2str(read(Load_DB_CP2,’holdingregs’,2,5))]; | dssText.Command=['Load.Load_DB_CP2.Kv=' num2str(read(Load_DB_CP1,’holdingregs’,1,5))];
New | Load.Load_DB_CP3 | Phases=1 | bus1=DB_CP.3 | Kv=2.4 | Kw=378.779 | Model=1 | Kvar=284.0843 |  |  |  | Load_DB_CP3 | [5 empty] | dssText.Command=['Load.Load_DB_CP3.Kv=' num2str(read(Load_DB_CP3,’holdingregs’,2,5))]; | dssText.Command=['Load.Load_DB_CP3.Kv=' num2str(read(Load_DB_CP1,’holdingregs’,1,5))];
New | Load.Load_BUS_T_257_PRI1 | Phases=1 | bus1=BUS_T_257_PRI.1 | Kv=7.2 | Kw=48.11 | Model=1 | Kvar=36.0825 |  |  |  | Load_BUS_T_257_PRI1 | [5 empty] | dssText.Command=['Load.Load_BUS_T_257_PRI1.Kv=' num2str(read(Load_BUS_T_257_PRI1,’holdingregs’,2,5))]; | dssText.Command=['Load.Load_BUS_T_257_PRI1.Kv=' num2str(read(Load_BUS_T_257_PRI1,’holdingregs’,1,5))];
New | Load.Load_BUS_T_257_PRI2 | Phases=1 | bus1=BUS_T_257_PRI.2 | Kv=7.2 | Kw=48.11 | Model=1 | Kvar=36.0825 |  |  |  | Load_BUS_T_257_PRI2 | [5 empty] | dssText.Command=['Load.Load_BUS_T_257_PRI2.Kv=' num2str(read(Load_BUS_T_257_PRI2,’holdingregs’,2,5))]; | dssText.Command=['Load.Load_BUS_T_257_PRI2.Kv=' num2str(read(Load_BUS_T_257_PRI1,’holdingregs’,1,5))];
New | Load.Load_BUS_T_257_PRI3 | Phases=1 | bus1=BUS_T_257_PRI.3 | Kv=7.2 | Kw=48.11 | Model=1 | Kvar=36.0825 |  |  |  | Load_BUS_T_257_PRI3 | [5 empty] | dssText.Command=['Load.Load_BUS_T_257_PRI3.Kv=' num2str(read(Load_BUS_T_257_PRI3,’holdingregs’,2,5))]; | dssText.Command=['Load.Load_BUS_T_257_PRI3.Kv=' num2str(read(Load_BUS_T_257_PRI1,’holdingregs’,1,5))];
New | Load.Load_BUS_T_259_PRI1 | Phases=1 | bus1=BUS_T_259_PRI.1 | Kv=2.4 | Kw=29.591 | Model=1 | Kvar=22.1933 |  |  |  | Load_BUS_T_259_PRI1 | [5 empty] | dssText.Command=['Load.Load_BUS_T_259_PRI1.Kv=' num2str(read(Load_BUS_T_259_PRI1,’holdingregs’,2,5))]; | dssText.Command=['Load.Load_BUS_T_259_PRI1.Kv=' num2str(read(Load_BUS_T_259_PRI1,’holdingregs’,1,5))];
New | Load.Load_BUS_T_259_PRI2 | Phases=1 | bus1=BUS_T_259_PRI.2 | Kv=2.4 | Kw=29.591 | Model=1 | Kvar=22.1933 |  |  |  | Load_BUS_T_259_PRI2 | [5 empty] | dssText.Command=['Load.Load_BUS_T_259_PRI2.Kv=' num2str(read(Load_BUS_T_259_PRI2,’holdingregs’,2,5))]; | dssText.Command=['Load.Load_BUS_T_259_PRI2.Kv=' num2str(read(Load_BUS_T_259_PRI1,’holdingregs’,1,5))];
New | Load.Load_BUS_T_259_PRI3 | Phases=1 | bus1=BUS_T_259_PRI.3 | Kv=2.4 | Kw=29.591 | Model=1 | Kvar=22.1933 |  |  |  | Load_BUS_T_259_PRI3 | [5 empty] | dssText.Command=['Load.Load_BUS_T_259_PRI3.Kv=' num2str(read(Load_BUS_T_259_PRI3,’holdingregs’,2,5))]; | dssText.Command=['Load.Load_BUS_T_259_PRI3.Kv=' num2str(read(Load_BUS_T_259_PRI1,’holdingregs’,1,5))];
New | Load.Load_T_270_PRI1 | Phases=1 | bus1=T_270_PRI.1 | Kv=7.2 | Kw=192.7155 | Model=1 | Kvar=144.5366 |  |  |  | Load_T_270_PRI1 | [5 empty] | dssText.Command=['Load.Load_T_270_PRI1.Kv=' num2str(read(Load_T_270_PRI1,’holdingregs’,2,5))]; | dssText.Command=['Load.Load_T_270_PRI1.Kv=' num2str(read(Load_T_270_PRI1,’holdingregs’,1,5))];
New | Load.Load_T_270_PRI2 | Phases=1 | bus1=T_270_PRI.2 | Kv=7.2 | Kw=192.7155 | Model=1 | Kvar=144.5366 |  |  |  | Load_T_270_PRI2 | [5 empty] | dssText.Command=['Load.Load_T_270_PRI2.Kv=' num2str(read(Load_T_270_PRI2,’holdingregs’,2,5))]; | dssText.Command=['Load.Load_T_270_PRI2.Kv=' num2str(read(Load_T_270_PRI1,’holdingregs’,1,5))];
New | Load.Load_T_270_PRI3 | Phases=1 | bus1=T_270_PRI.3 | Kv=7.2 | Kw=192.7155 | Model=1 | Kvar=144.5366 |  |  |  | Load_T_270_PRI3 | [5 empty] | dssText.Command=['Load.Load_T_270_PRI3.Kv=' num2str(read(Load_T_270_PRI3,’holdingregs’,2,5))]; | dssText.Command=['Load.Load_T_270_PRI3.Kv=' num2str(read(Load_T_270_PRI1,’holdingregs’,1,5))];
New | Load.Load_T_281_PRI1 | Phases=1 | bus1=T_281_PRI.1 | Kv=7.2 | Kw=98.0731 | Model=1 | Kvar=73.5548 |  |  |  | Load_T_281_PRI1 | [5 empty] | dssText.Command=['Load.Load_T_281_PRI1.Kv=' num2str(read(Load_T_281_PRI1,’holdingregs’,2,5))]; | dssText.Command=['Load.Load_T_281_PRI1.Kv=' num2str(read(Load_T_281_PRI1,’holdingregs’,1,5))];
New | Load.Load_T_281_PRI2 | Phases=1 | bus1=T_281_PRI.2 | Kv=7.2 | Kw=98.0731 | Model=1 | Kvar=73.5548 |  |  |  | Load_T_281_PRI2 | [5 empty] | dssText.Command=['Load.Load_T_281_PRI2.Kv=' num2str(read(Load_T_281_PRI2,’holdingregs’,2,5))]; | dssText.Command=['Load.Load_T_281_PRI2.Kv=' num2str(read(Load_T_281_PRI1,’holdingregs’,1,5))];
New | Load.Load_T_281_PRI3 | Phases=1 | bus1=T_281_PRI.3 | Kv=7.2 | Kw=98.0731 | Model=1 | Kvar=73.5548 |  |  |  | Load_T_281_PRI3 | [5 empty] | dssText.Command=['Load.Load_T_281_PRI3.Kv=' num2str(read(Load_T_281_PRI3,’holdingregs’,2,5))]; | dssText.Command=['Load.Load_T_281_PRI3.Kv=' num2str(read(Load_T_281_PRI1,’holdingregs’,1,5))];
New | Load.Load_BUS_T_284_PRI1 | Phases=1 | bus1=BUS_T_284_PRI.1 | Kv=7.2 | Kw=108.6633 | Model=1 | Kvar=81.4975 |  |  |  | Load_BUS_T_284_PRI1 | [5 empty] | dssText.Command=['Load.Load_BUS_T_284_PRI1.Kv=' num2str(read(Load_BUS_T_284_PRI1,’holdingregs’,2,5))]; | dssText.Command=['Load.Load_BUS_T_284_PRI1.Kv=' num2str(read(Load_BUS_T_284_PRI1,’holdingregs’,1,5))];
New | Load.Load_BUS_T_284_PRI2 | Phases=1 | bus1=BUS_T_284_PRI.2 | Kv=7.2 | Kw=108.6633 | Model=1 | Kvar=81.4975 |  |  |  | Load_BUS_T_284_PRI2 | [5 empty] | dssText.Command=['Load.Load_BUS_T_284_PRI2.Kv=' num2str(read(Load_BUS_T_284_PRI2,’holdingregs’,2,5))]; | dssText.Command=['Load.Load_BUS_T_284_PRI2.Kv=' num2str(read(Load_BUS_T_284_PRI1,’holdingregs’,1,5))];
New | Load.Load_BUS_T_284_PRI3 | Phases=1 | bus1=BUS_T_284_PRI.3 | Kv=7.2 | Kw=108.6633 | Model=1 | Kvar=81.4975 |  |  |  | Load_BUS_T_284_PRI3 | [5 empty] | dssText.Command=['Load.Load_BUS_T_284_PRI3.Kv=' num2str(read(Load_BUS_T_284_PRI3,’holdingregs’,2,5))]; | dssText.Command=['Load.Load_BUS_T_284_PRI3.Kv=' num2str(read(Load_BUS_T_284_PRI1,’holdingregs’,1,5))];
New | Load.Load_PRI_T_306_SHILEY1 | Phases=1 | bus1=PRI_T_306_SHILEY.1 | Kv=7.2 | Kw=66.3957 | Model=1 | Kvar=49.7968 |  |  |  | Load_PRI_T_306_SHILEY1 | [5 empty] | dssText.Command=['Load.Load_PRI_T_306_SHILEY1.Kv=' num2str(read(Load_PRI_T_306_SHILEY1,’holdingregs’,2,5))]; | dssText.Command=['Load.Load_PRI_T_306_SHILEY1.Kv=' num2str(read(Load_PRI_T_306_SHILEY1,’holdingregs’,1,5))];
New | Load.Load_PRI_T_306_SHILEY2 | Phases=1 | bus1=PRI_T_306_SHILEY.2 | Kv=7.2 | Kw=66.3957 | Model=1 | Kvar=49.7968 |  |  |  | Load_PRI_T_306_SHILEY2 | [5 empty] | dssText.Command=['Load.Load_PRI_T_306_SHILEY2.Kv=' num2str(read(Load_PRI_T_306_SHILEY2,’holdingregs’,2,5))]; | dssText.Command=['Load.Load_PRI_T_306_SHILEY2.Kv=' num2str(read(Load_PRI_T_306_SHILEY1,’holdingregs’,1,5))];
New | Load.Load_PRI_T_306_SHILEY3 | Phases=1 | bus1=PRI_T_306_SHILEY.3 | Kv=7.2 | Kw=66.3957 | Model=1 | Kvar=49.7968 |  |  |  | Load_PRI_T_306_SHILEY3 | [5 empty] | dssText.Command=['Load.Load_PRI_T_306_SHILEY3.Kv=' num2str(read(Load_PRI_T_306_SHILEY3,’holdingregs’,2,5))]; | dssText.Command=['Load.Load_PRI_T_306_SHILEY3.Kv=' num2str(read(Load_PRI_T_306_SHILEY1,’holdingregs’,1,5))];
New | Load.Load_BUS_T_318_PRI1 | Phases=1 | bus1=BUS_T_318_PRI.1 | Kv=7.2 | Kw=29.9274 | Model=1 | Kvar=22.4455 |  |  |  | Load_BUS_T_318_PRI1 | [5 empty] | dssText.Command=['Load.Load_BUS_T_318_PRI1.Kv=' num2str(read(Load_BUS_T_318_PRI1,’holdingregs’,2,5))]; | dssText.Command=['Load.Load_BUS_T_318_PRI1.Kv=' num2str(read(Load_BUS_T_318_PRI1,’holdingregs’,1,5))];
New | Load.Load_BUS_T_318_PRI2 | Phases=1 | bus1=BUS_T_318_PRI.2 | Kv=7.2 | Kw=29.9274 | Model=1 | Kvar=22.4455 |  |  |  | Load_BUS_T_318_PRI2 | [5 empty] | dssText.Command=['Load.Load_BUS_T_318_PRI2.Kv=' num2str(read(Load_BUS_T_318_PRI2,’holdingregs’,2,5))]; | dssText.Command=['Load.Load_BUS_T_318_PRI2.Kv=' num2str(read(Load_BUS_T_318_PRI1,’holdingregs’,1,5))];
New | Load.Load_BUS_T_318_PRI3 | Phases=1 | bus1=BUS_T_318_PRI.3 | Kv=7.2 | Kw=29.9274 | Model=1 | Kvar=22.4455 |  |  |  | Load_BUS_T_318_PRI3 | [5 empty] | dssText.Command=['Load.Load_BUS_T_318_PRI3.Kv=' num2str(read(Load_BUS_T_318_PRI3,’holdingregs’,2,5))]; | dssText.Command=['Load.Load_BUS_T_318_PRI3.Kv=' num2str(read(Load_BUS_T_318_PRI1,’holdingregs’,1,5))];
New | Load.Load_T_PHARM_ESA_P1 | Phases=1 | bus1=T_PHARM_ESA_P.1 | Kv=7.2 | Kw=207.6785 | Model=1 | Kvar=155.7589 |  |  |  | Load_T_PHARM_ESA_P1 | [5 empty] | dssText.Command=['Load.Load_T_PHARM_ESA_P1.Kv=' num2str(read(Load_T_PHARM_ESA_P1,’holdingregs’,2,5))]; | dssText.Command=['Load.Load_T_PHARM_ESA_P1.Kv=' num2str(read(Load_T_PHARM_ESA_P1,’holdingregs’,1,5))];
New | Load.Load_T_PHARM_ESA_P2 | Phases=1 | bus1=T_PHARM_ESA_P.2 | Kv=7.2 | Kw=207.6785 | Model=1 | Kvar=155.7589 |  |  |  | Load_T_PHARM_ESA_P2 | [5 empty] | dssText.Command=['Load.Load_T_PHARM_ESA_P2.Kv=' num2str(read(Load_T_PHARM_ESA_P2,’holdingregs’,2,5))]; | dssText.Command=['Load.Load_T_PHARM_ESA_P2.Kv=' num2str(read(Load_T_PHARM_ESA_P1,’holdingregs’,1,5))];
New | Load.Load_T_PHARM_ESA_P3 | Phases=1 | bus1=T_PHARM_ESA_P.3 | Kv=7.2 | Kw=207.6785 | Model=1 | Kvar=155.7589 |  |  |  | Load_T_PHARM_ESA_P3 | [5 empty] | dssText.Command=['Load.Load_T_PHARM_ESA_P3.Kv=' num2str(read(Load_T_PHARM_ESA_P3,’holdingregs’,2,5))]; | dssText.Command=['Load.Load_T_PHARM_ESA_P3.Kv=' num2str(read(Load_T_PHARM_ESA_P1,’holdingregs’,1,5))];
New | Load.Load_T_341_PRI1 | Phases=1 | bus1=T_341_PRI.1 | Kv=7.2 | Kw=3.1148 | Model=1 | Kvar=2.3361 |  |  |  | Load_T_341_PRI1 | [5 empty] | dssText.Command=['Load.Load_T_341_PRI1.Kv=' num2str(read(Load_T_341_PRI1,’holdingregs’,2,5))]; | dssText.Command=['Load.Load_T_341_PRI1.Kv=' num2str(read(Load_T_341_PRI1,’holdingregs’,1,5))];
New | Load.Load_T_341_PRI2 | Phases=1 | bus1=T_341_PRI.2 | Kv=7.2 | Kw=3.1148 | Model=1 | Kvar=2.3361 |  |  |  | Load_T_341_PRI2 | [5 empty] | dssText.Command=['Load.Load_T_341_PRI2.Kv=' num2str(read(Load_T_341_PRI2,’holdingregs’,2,5))]; | dssText.Command=['Load.Load_T_341_PRI2.Kv=' num2str(read(Load_T_341_PRI1,’holdingregs’,1,5))];
New | Load.Load_T_341_PRI3 | Phases=1 | bus1=T_341_PRI.3 | Kv=7.2 | Kw=3.1148 | Model=1 | Kvar=2.3361 |  |  |  | Load_T_341_PRI3 | [5 empty] | dssText.Command=['Load.Load_T_341_PRI3.Kv=' num2str(read(Load_T_341_PRI3,’holdingregs’,2,5))]; | dssText.Command=['Load.Load_T_341_PRI3.Kv=' num2str(read(Load_T_341_PRI1,’holdingregs’,1,5))];
New | Load.Load_BUS_T_347_PRI1 | Phases=1 | bus1=BUS_T_347_PRI.1 | Kv=7.2 | Kw=222.2463 | Model=1 | Kvar=166.6847 |  |  |  | Load_BUS_T_347_PRI1 | [5 empty] | dssText.Command=['Load.Load_BUS_T_347_PRI1.Kv=' num2str(read(Load_BUS_T_347_PRI1,’holdingregs’,2,5))]; | dssText.Command=['Load.Load_BUS_T_347_PRI1.Kv=' num2str(read(Load_BUS_T_347_PRI1,’holdingregs’,1,5))];
New | Load.Load_BUS_T_347_PRI2 | Phases=1 | bus1=BUS_T_347_PRI.2 | Kv=7.2 | Kw=222.2463 | Model=1 | Kvar=166.6847 |  |  |  | Load_BUS_T_347_PRI2 | [5 empty] | dssText.Command=['Load.Load_BUS_T_347_PRI2.Kv=' num2str(read(Load_BUS_T_347_PRI2,’holdingregs’,2,5))]; | dssText.Command=['Load.Load_BUS_T_347_PRI2.Kv=' num2str(read(Load_BUS_T_347_PRI1,’holdingregs’,1,5))];
New | Load.Load_BUS_T_347_PRI3 | Phases=1 | bus1=BUS_T_347_PRI.3 | Kv=7.2 | Kw=222.2463 | Model=1 | Kvar=166.6847 |  |  |  | Load_BUS_T_347_PRI3 | [5 empty] | dssText.Command=['Load.Load_BUS_T_347_PRI3.Kv=' num2str(read(Load_BUS_T_347_PRI3,’holdingregs’,2,5))]; | dssText.Command=['Load.Load_BUS_T_347_PRI3.Kv=' num2str(read(Load_BUS_T_347_PRI1,’holdingregs’,1,5))];
New | Load.Load_HEALTH_CENTER1 | Phases=1 | bus1=HEALTH_CENTER.1 | Kv=0.12 | Kw=10 | Model=1 | Kvar=7.5 |  |  |  | Load_HEALTH_CENTER1 | [5 empty] | dssText.Command=['Load.Load_HEALTH_CENTER1.Kv=' num2str(read(Load_HEALTH_CENTER1,’holdingregs’,2,5))]; | dssText.Command=['Load.Load_HEALTH_CENTER1.Kv=' num2str(read(Load_HEALTH_CENTER1,’holdingregs’,1,5))];
New | Load.Load_HEALTH_CENTER2 | Phases=1 | bus1=HEALTH_CENTER.2 | Kv=0.12 | Kw=10 | Model=1 | Kvar=7.5 |  |  |  | Load_HEALTH_CENTER2 | [5 empty] | dssText.Command=['Load.Load_HEALTH_CENTER2.Kv=' num2str(read(Load_HEALTH_CENTER2,’holdingregs’,2,5))]; | dssText.Command=['Load.Load_HEALTH_CENTER2.Kv=' num2str(read(Load_HEALTH_CENTER1,’holdingregs’,1,5))];
New | Load.Load_HEALTH_CENTER3 | Phases=1 | bus1=HEALTH_CENTER.3 | Kv=0.12 | Kw=10 | Model=1 | Kvar=7.5 |  |  |  | Load_HEALTH_CENTER3 | [5 empty] | dssText.Command=['Load.Load_HEALTH_CENTER3.Kv=' num2str(read(Load_HEALTH_CENTER3,’holdingregs’,2,5))]; | dssText.Command=['Load.Load_HEALTH_CENTER3.Kv=' num2str(read(Load_HEALTH_CENTER1,’holdingregs’,1,5))];
New | Load.Load_CRB_3B1 | Phases=1 | bus1=CRB_3B.1 | Kv=0.28 | Kw=65.674 | Model=1 | Kvar=49.2555 |  |  |  | Load_CRB_3B1 | [5 empty] | dssText.Command=['Load.Load_CRB_3B1.Kv=' num2str(read(Load_CRB_3B1,’holdingregs’,2,5))]; | dssText.Command=['Load.Load_CRB_3B1.Kv=' num2str(read(Load_CRB_3B1,’holdingregs’,1,5))];
New | Load.Load_CRB_3B2 | Phases=1 | bus1=CRB_3B.2 | Kv=0.28 | Kw=65.674 | Model=1 | Kvar=49.2555 |  |  |  | Load_CRB_3B2 | [5 empty] | dssText.Command=['Load.Load_CRB_3B2.Kv=' num2str(read(Load_CRB_3B2,’holdingregs’,2,5))]; | dssText.Command=['Load.Load_CRB_3B2.Kv=' num2str(read(Load_CRB_3B1,’holdingregs’,1,5))];
New | Load.Load_CRB_3B3 | Phases=1 | bus1=CRB_3B.3 | Kv=0.28 | Kw=65.674 | Model=1 | Kvar=49.2555 |  |  |  | Load_CRB_3B3 | [5 empty] | dssText.Command=['Load.Load_CRB_3B3.Kv=' num2str(read(Load_CRB_3B3,’holdingregs’,2,5))]; | dssText.Command=['Load.Load_CRB_3B3.Kv=' num2str(read(Load_CRB_3B1,’holdingregs’,1,5))];
New | Load.Load_HUBBS_HALL1 | Phases=1 | bus1=HUBBS_HALL.1 | Kv=0.28 | Kw=65.674 | Model=1 | Kvar=49.2555 |  |  |  | Load_HUBBS_HALL1 | [5 empty] | dssText.Command=['Load.Load_HUBBS_HALL1.Kv=' num2str(read(Load_HUBBS_HALL1,’holdingregs’,2,5))]; | dssText.Command=['Load.Load_HUBBS_HALL1.Kv=' num2str(read(Load_HUBBS_HALL1,’holdingregs’,1,5))];
New | Load.Load_HUBBS_HALL2 | Phases=1 | bus1=HUBBS_HALL.2 | Kv=0.28 | Kw=65.674 | Model=1 | Kvar=49.2555 |  |  |  | Load_HUBBS_HALL2 | [5 empty] | dssText.Command=['Load.Load_HUBBS_HALL2.Kv=' num2str(read(Load_HUBBS_HALL2,’holdingregs’,2,5))]; | dssText.Command=['Load.Load_HUBBS_HALL2.Kv=' num2str(read(Load_HUBBS_HALL1,’holdingregs’,1,5))];
New | Load.Load_HUBBS_HALL3 | Phases=1 | bus1=HUBBS_HALL.3 | Kv=0.28 | Kw=65.674 | Model=1 | Kvar=49.2555 |  |  |  | Load_HUBBS_HALL3 | [5 empty] | dssText.Command=['Load.Load_HUBBS_HALL3.Kv=' num2str(read(Load_HUBBS_HALL3,’holdingregs’,2,5))]; | dssText.Command=['Load.Load_HUBBS_HALL3.Kv=' num2str(read(Load_HUBBS_HALL1,’holdingregs’,1,5))];
New | Load.Load_FACULTY_CLUB1 | Phases=1 | bus1=FACULTY_CLUB.1 | Kv=0.12 | Kw=65.674 | Model=1 | Kvar=49.2555 |  |  |  | Load_FACULTY_CLUB1 | [5 empty] | dssText.Command=['Load.Load_FACULTY_CLUB1.Kv=' num2str(read(Load_FACULTY_CLUB1,’holdingregs’,2,5))]; | dssText.Command=['Load.Load_FACULTY_CLUB1.Kv=' num2str(read(Load_FACULTY_CLUB1,’holdingregs’,1,5))];
New | Load.Load_FACULTY_CLUB2 | Phases=1 | bus1=FACULTY_CLUB.2 | Kv=0.12 | Kw=65.674 | Model=1 | Kvar=49.2555 |  |  |  | Load_FACULTY_CLUB2 | [5 empty] | dssText.Command=['Load.Load_FACULTY_CLUB2.Kv=' num2str(read(Load_FACULTY_CLUB2,’holdingregs’,2,5))]; | dssText.Command=['Load.Load_FACULTY_CLUB2.Kv=' num2str(read(Load_FACULTY_CLUB1,’holdingregs’,1,5))];
New | Load.Load_FACULTY_CLUB3 | Phases=1 | bus1=FACULTY_CLUB.3 | Kv=0.12 | Kw=65.674 | Model=1 | Kvar=49.2555 |  |  |  | Load_FACULTY_CLUB3 | [5 empty] | dssText.Command=['Load.Load_FACULTY_CLUB3.Kv=' num2str(read(Load_FACULTY_CLUB3,’holdingregs’,2,5))]; | dssText.Command=['Load.Load_FACULTY_CLUB3.Kv=' num2str(read(Load_FACULTY_CLUB1,’holdingregs’,1,5))];
New | Load.Load_POWELL_STRUCT1 | Phases=1 | bus1=POWELL_STRUCT.1 | Kv=0.28 | Kw=65.674 | Model=1 | Kvar=49.2555 |  |  |  | Load_POWELL_STRUCT1 | [5 empty] | dssText.Command=['Load.Load_POWELL_STRUCT1.Kv=' num2str(read(Load_POWELL_STRUCT1,’holdingregs’,2,5))]; | dssText.Command=['Load.Load_POWELL_STRUCT1.Kv=' num2str(read(Load_POWELL_STRUCT1,’holdingregs’,1,5))];
New | Load.Load_POWELL_STRUCT2 | Phases=1 | bus1=POWELL_STRUCT.2 | Kv=0.28 | Kw=65.674 | Model=1 | Kvar=49.2555 |  |  |  | Load_POWELL_STRUCT2 | [5 empty] | dssText.Command=['Load.Load_POWELL_STRUCT2.Kv=' num2str(read(Load_POWELL_STRUCT2,’holdingregs’,2,5))]; | dssText.Command=['Load.Load_POWELL_STRUCT2.Kv=' num2str(read(Load_POWELL_STRUCT1,’holdingregs’,1,5))];
New | Load.Load_POWELL_STRUCT3 | Phases=1 | bus1=POWELL_STRUCT.3 | Kv=0.28 | Kw=65.674 | Model=1 | Kvar=49.2555 |  |  |  | Load_POWELL_STRUCT3 | [5 empty] | dssText.Command=['Load.Load_POWELL_STRUCT3.Kv=' num2str(read(Load_POWELL_STRUCT3,’holdingregs’,2,5))]; | dssText.Command=['Load.Load_POWELL_STRUCT3.Kv=' num2str(read(Load_POWELL_STRUCT1,’holdingregs’,1,5))];
New | Load.Load_T_137_SEC_EBU11 | Phases=1 | bus1=T_137_SEC_EBU1.1 | Kv=0.28 | Kw=65.674 | Model=1 | Kvar=49.2555 |  |  |  | Load_T_137_SEC_EBU11 | [5 empty] | dssText.Command=['Load.Load_T_137_SEC_EBU11.Kv=' num2str(read(Load_T_137_SEC_EBU11,’holdingregs’,2,5))]; | dssText.Command=['Load.Load_T_137_SEC_EBU11.Kv=' num2str(read(Load_T_137_SEC_EBU11,’holdingregs’,1,5))];
New | Load.Load_T_137_SEC_EBU12 | Phases=1 | bus1=T_137_SEC_EBU1.2 | Kv=0.28 | Kw=65.674 | Model=1 | Kvar=49.2555 |  |  |  | Load_T_137_SEC_EBU12 | [5 empty] | dssText.Command=['Load.Load_T_137_SEC_EBU12.Kv=' num2str(read(Load_T_137_SEC_EBU12,’holdingregs’,2,5))]; | dssText.Command=['Load.Load_T_137_SEC_EBU12.Kv=' num2str(read(Load_T_137_SEC_EBU11,’holdingregs’,1,5))];
New | Load.Load_T_137_SEC_EBU13 | Phases=1 | bus1=T_137_SEC_EBU1.3 | Kv=0.28 | Kw=65.674 | Model=1 | Kvar=49.2555 |  |  |  | Load_T_137_SEC_EBU13 | [5 empty] | dssText.Command=['Load.Load_T_137_SEC_EBU13.Kv=' num2str(read(Load_T_137_SEC_EBU13,’holdingregs’,2,5))]; | dssText.Command=['Load.Load_T_137_SEC_EBU13.Kv=' num2str(read(Load_T_137_SEC_EBU11,’holdingregs’,1,5))];
New | Load.Load_EBU1_T_1381 | Phases=1 | bus1=EBU1_T_138.1 | Kv=0.28 | Kw=65.674 | Model=1 | Kvar=49.2555 |  |  |  | Load_EBU1_T_1381 | [5 empty] | dssText.Command=['Load.Load_EBU1_T_1381.Kv=' num2str(read(Load_EBU1_T_1381,’holdingregs’,2,5))]; | dssText.Command=['Load.Load_EBU1_T_1381.Kv=' num2str(read(Load_EBU1_T_1381,’holdingregs’,1,5))];
New | Load.Load_EBU1_T_1382 | Phases=1 | bus1=EBU1_T_138.2 | Kv=0.28 | Kw=65.674 | Model=1 | Kvar=49.2555 |  |  |  | Load_EBU1_T_1382 | [5 empty] | dssText.Command=['Load.Load_EBU1_T_1382.Kv=' num2str(read(Load_EBU1_T_1382,’holdingregs’,2,5))]; | dssText.Command=['Load.Load_EBU1_T_1382.Kv=' num2str(read(Load_EBU1_T_1381,’holdingregs’,1,5))];
New | Load.Load_EBU1_T_1383 | Phases=1 | bus1=EBU1_T_138.3 | Kv=0.28 | Kw=65.674 | Model=1 | Kvar=49.2555 |  |  |  | Load_EBU1_T_1383 | [5 empty] | dssText.Command=['Load.Load_EBU1_T_1383.Kv=' num2str(read(Load_EBU1_T_1383,’holdingregs’,2,5))]; | dssText.Command=['Load.Load_EBU1_T_1383.Kv=' num2str(read(Load_EBU1_T_1381,’holdingregs’,1,5))];
New | Load.Load_PHYS_ED_BLDGS1 | Phases=1 | bus1=PHYS_ED_BLDGS.1 | Kv=0.28 | Kw=65.674 | Model=1 | Kvar=49.2555 |  |  |  | Load_PHYS_ED_BLDGS1 | [5 empty] | dssText.Command=['Load.Load_PHYS_ED_BLDGS1.Kv=' num2str(read(Load_PHYS_ED_BLDGS1,’holdingregs’,2,5))]; | dssText.Command=['Load.Load_PHYS_ED_BLDGS1.Kv=' num2str(read(Load_PHYS_ED_BLDGS1,’holdingregs’,1,5))];
New | Load.Load_PHYS_ED_BLDGS2 | Phases=1 | bus1=PHYS_ED_BLDGS.2 | Kv=0.28 | Kw=65.674 | Model=1 | Kvar=49.2555 |  |  |  | Load_PHYS_ED_BLDGS2 | [5 empty] | dssText.Command=['Load.Load_PHYS_ED_BLDGS2.Kv=' num2str(read(Load_PHYS_ED_BLDGS2,’holdingregs’,2,5))]; | dssText.Command=['Load.Load_PHYS_ED_BLDGS2.Kv=' num2str(read(Load_PHYS_ED_BLDGS1,’holdingregs’,1,5))];
New | Load.Load_PHYS_ED_BLDGS3 | Phases=1 | bus1=PHYS_ED_BLDGS.3 | Kv=0.28 | Kw=65.674 | Model=1 | Kvar=49.2555 |  |  |  | Load_PHYS_ED_BLDGS3 | [5 empty] | dssText.Command=['Load.Load_PHYS_ED_BLDGS3.Kv=' num2str(read(Load_PHYS_ED_BLDGS3,’holdingregs’,2,5))]; | dssText.Command=['Load.Load_PHYS_ED_BLDGS3.Kv=' num2str(read(Load_PHYS_ED_BLDGS1,’holdingregs’,1,5))];
New | Load.Load_T_171_SEC1 | Phases=1 | bus1=T_171_SEC.1 | Kv=0.28 | Kw=65.674 | Model=1 | Kvar=49.2555 |  |  |  | Load_T_171_SEC1 | [5 empty] | dssText.Command=['Load.Load_T_171_SEC1.Kv=' num2str(read(Load_T_171_SEC1,’holdingregs’,2,5))]; | dssText.Command=['Load.Load_T_171_SEC1.Kv=' num2str(read(Load_T_171_SEC1,’holdingregs’,1,5))];
New | Load.Load_T_171_SEC2 | Phases=1 | bus1=T_171_SEC.2 | Kv=0.28 | Kw=65.674 | Model=1 | Kvar=49.2555 |  |  |  | Load_T_171_SEC2 | [5 empty] | dssText.Command=['Load.Load_T_171_SEC2.Kv=' num2str(read(Load_T_171_SEC2,’holdingregs’,2,5))]; | dssText.Command=['Load.Load_T_171_SEC2.Kv=' num2str(read(Load_T_171_SEC1,’holdingregs’,1,5))];
New | Load.Load_T_171_SEC3 | Phases=1 | bus1=T_171_SEC.3 | Kv=0.28 | Kw=65.674 | Model=1 | Kvar=49.2555 |  |  |  | Load_T_171_SEC3 | [5 empty] | dssText.Command=['Load.Load_T_171_SEC3.Kv=' num2str(read(Load_T_171_SEC3,’holdingregs’,2,5))]; | dssText.Command=['Load.Load_T_171_SEC3.Kv=' num2str(read(Load_T_171_SEC1,’holdingregs’,1,5))];
New | Load.Load_T_179_OCEANVIEW_SEC1 | Phases=1 | bus1=T_179_OCEANVIEW_SEC.1 | Kv=0.12 | Kw=10 | Model=1 | Kvar=7.5 |  |  |  | Load_T_179_OCEANVIEW_SEC1 | [5 empty] | dssText.Command=['Load.Load_T_179_OCEANVIEW_SEC1.Kv=' num2str(read(Load_T_179_OCEANVIEW_SEC1,’holdingregs’,2,5))]; | dssText.Command=['Load.Load_T_179_OCEANVIEW_SEC1.Kv=' num2str(read(Load_T_179_OCEANVIEW_SEC1,’holdingregs’,1,5))];
New | Load.Load_T_179_OCEANVIEW_SEC2 | Phases=1 | bus1=T_179_OCEANVIEW_SEC.2 | Kv=0.12 | Kw=10 | Model=1 | Kvar=7.5 |  |  |  | Load_T_179_OCEANVIEW_SEC2 | [5 empty] | dssText.Command=['Load.Load_T_179_OCEANVIEW_SEC2.Kv=' num2str(read(Load_T_179_OCEANVIEW_SEC2,’holdingregs’,2,5))]; | dssText.Command=['Load.Load_T_179_OCEANVIEW_SEC2.Kv=' num2str(read(Load_T_179_OCEANVIEW_SEC1,’holdingregs’,1,5))];
New | Load.Load_T_179_OCEANVIEW_SEC3 | Phases=1 | bus1=T_179_OCEANVIEW_SEC.3 | Kv=0.12 | Kw=10 | Model=1 | Kvar=7.5 |  |  |  | Load_T_179_OCEANVIEW_SEC3 | [5 empty] | dssText.Command=['Load.Load_T_179_OCEANVIEW_SEC3.Kv=' num2str(read(Load_T_179_OCEANVIEW_SEC3,’holdingregs’,2,5))]; | dssText.Command=['Load.Load_T_179_OCEANVIEW_SEC3.Kv=' num2str(read(Load_T_179_OCEANVIEW_SEC1,’holdingregs’,1,5))];
New | Load.Load_HI_BAY_PHYSICS1 | Phases=1 | bus1=HI_BAY_PHYSICS.1 | Kv=0.28 | Kw=65.674 | Model=1 | Kvar=49.2555 |  |  |  | Load_HI_BAY_PHYSICS1 | [5 empty] | dssText.Command=['Load.Load_HI_BAY_PHYSICS1.Kv=' num2str(read(Load_HI_BAY_PHYSICS1,’holdingregs’,2,5))]; | dssText.Command=['Load.Load_HI_BAY_PHYSICS1.Kv=' num2str(read(Load_HI_BAY_PHYSICS1,’holdingregs’,1,5))];
New | Load.Load_HI_BAY_PHYSICS2 | Phases=1 | bus1=HI_BAY_PHYSICS.2 | Kv=0.28 | Kw=65.674 | Model=1 | Kvar=49.2555 |  |  |  | Load_HI_BAY_PHYSICS2 | [5 empty] | dssText.Command=['Load.Load_HI_BAY_PHYSICS2.Kv=' num2str(read(Load_HI_BAY_PHYSICS2,’holdingregs’,2,5))]; | dssText.Command=['Load.Load_HI_BAY_PHYSICS2.Kv=' num2str(read(Load_HI_BAY_PHYSICS1,’holdingregs’,1,5))];
New | Load.Load_HI_BAY_PHYSICS3 | Phases=1 | bus1=HI_BAY_PHYSICS.3 | Kv=0.28 | Kw=65.674 | Model=1 | Kvar=49.2555 |  |  |  | Load_HI_BAY_PHYSICS3 | [5 empty] | dssText.Command=['Load.Load_HI_BAY_PHYSICS3.Kv=' num2str(read(Load_HI_BAY_PHYSICS3,’holdingregs’,2,5))]; | dssText.Command=['Load.Load_HI_BAY_PHYSICS3.Kv=' num2str(read(Load_HI_BAY_PHYSICS1,’holdingregs’,1,5))];
New | Load.Load_MANDEVILLE_CTR1 | Phases=1 | bus1=MANDEVILLE_CTR.1 | Kv=0.28 | Kw=65.674 | Model=1 | Kvar=49.2555 |  |  |  | Load_MANDEVILLE_CTR1 | [5 empty] | dssText.Command=['Load.Load_MANDEVILLE_CTR1.Kv=' num2str(read(Load_MANDEVILLE_CTR1,’holdingregs’,2,5))]; | dssText.Command=['Load.Load_MANDEVILLE_CTR1.Kv=' num2str(read(Load_MANDEVILLE_CTR1,’holdingregs’,1,5))];
New | Load.Load_MANDEVILLE_CTR2 | Phases=1 | bus1=MANDEVILLE_CTR.2 | Kv=0.28 | Kw=65.674 | Model=1 | Kvar=49.2555 |  |  |  | Load_MANDEVILLE_CTR2 | [5 empty] | dssText.Command=['Load.Load_MANDEVILLE_CTR2.Kv=' num2str(read(Load_MANDEVILLE_CTR2,’holdingregs’,2,5))]; | dssText.Command=['Load.Load_MANDEVILLE_CTR2.Kv=' num2str(read(Load_MANDEVILLE_CTR1,’holdingregs’,1,5))];
New | Load.Load_MANDEVILLE_CTR3 | Phases=1 | bus1=MANDEVILLE_CTR.3 | Kv=0.28 | Kw=65.674 | Model=1 | Kvar=49.2555 |  |  |  | Load_MANDEVILLE_CTR3 | [5 empty] | dssText.Command=['Load.Load_MANDEVILLE_CTR3.Kv=' num2str(read(Load_MANDEVILLE_CTR3,’holdingregs’,2,5))]; | dssText.Command=['Load.Load_MANDEVILLE_CTR3.Kv=' num2str(read(Load_MANDEVILLE_CTR1,’holdingregs’,1,5))];
New | Load.Load_IGPP_SUB1 | Phases=1 | bus1=IGPP_SUB.1 | Kv=0.28 | Kw=65.674 | Model=1 | Kvar=49.2555 |  |  |  | Load_IGPP_SUB1 | [5 empty] | dssText.Command=['Load.Load_IGPP_SUB1.Kv=' num2str(read(Load_IGPP_SUB1,’holdingregs’,2,5))]; | dssText.Command=['Load.Load_IGPP_SUB1.Kv=' num2str(read(Load_IGPP_SUB1,’holdingregs’,1,5))];
New | Load.Load_IGPP_SUB2 | Phases=1 | bus1=IGPP_SUB.2 | Kv=0.28 | Kw=65.674 | Model=1 | Kvar=49.2555 |  |  |  | Load_IGPP_SUB2 | [5 empty] | dssText.Command=['Load.Load_IGPP_SUB2.Kv=' num2str(read(Load_IGPP_SUB2,’holdingregs’,2,5))]; | dssText.Command=['Load.Load_IGPP_SUB2.Kv=' num2str(read(Load_IGPP_SUB1,’holdingregs’,1,5))];
New | Load.Load_IGPP_SUB3 | Phases=1 | bus1=IGPP_SUB.3 | Kv=0.28 | Kw=65.674 | Model=1 | Kvar=49.2555 |  |  |  | Load_IGPP_SUB3 | [5 empty] | dssText.Command=['Load.Load_IGPP_SUB3.Kv=' num2str(read(Load_IGPP_SUB3,’holdingregs’,2,5))]; | dssText.Command=['Load.Load_IGPP_SUB3.Kv=' num2str(read(Load_IGPP_SUB1,’holdingregs’,1,5))];
New | Load.Load_VISUAL_ARTS1 | Phases=1 | bus1=VISUAL_ARTS.1 | Kv=0.28 | Kw=65.674 | Model=1 | Kvar=49.2555 |  |  |  | Load_VISUAL_ARTS1 | [5 empty] | dssText.Command=['Load.Load_VISUAL_ARTS1.Kv=' num2str(read(Load_VISUAL_ARTS1,’holdingregs’,2,5))]; | dssText.Command=['Load.Load_VISUAL_ARTS1.Kv=' num2str(read(Load_VISUAL_ARTS1,’holdingregs’,1,5))];
New | Load.Load_VISUAL_ARTS2 | Phases=1 | bus1=VISUAL_ARTS.2 | Kv=0.28 | Kw=65.674 | Model=1 | Kvar=49.2555 |  |  |  | Load_VISUAL_ARTS2 | [5 empty] | dssText.Command=['Load.Load_VISUAL_ARTS2.Kv=' num2str(read(Load_VISUAL_ARTS2,’holdingregs’,2,5))]; | dssText.Command=['Load.Load_VISUAL_ARTS2.Kv=' num2str(read(Load_VISUAL_ARTS1,’holdingregs’,1,5))];
New | Load.Load_VISUAL_ARTS3 | Phases=1 | bus1=VISUAL_ARTS.3 | Kv=0.28 | Kw=65.674 | Model=1 | Kvar=49.2555 |  |  |  | Load_VISUAL_ARTS3 | [5 empty] | dssText.Command=['Load.Load_VISUAL_ARTS3.Kv=' num2str(read(Load_VISUAL_ARTS3,’holdingregs’,2,5))]; | dssText.Command=['Load.Load_VISUAL_ARTS3.Kv=' num2str(read(Load_VISUAL_ARTS1,’holdingregs’,1,5))];
New | Load.Load_US_2_RIMAC1 | Phases=1 | bus1=US_2_RIMAC.1 | Kv=0.28 | Kw=65.674 | Model=1 | Kvar=49.2555 |  |  |  | Load_US_2_RIMAC1 | [5 empty] | dssText.Command=['Load.Load_US_2_RIMAC1.Kv=' num2str(read(Load_US_2_RIMAC1,’holdingregs’,2,5))]; | dssText.Command=['Load.Load_US_2_RIMAC1.Kv=' num2str(read(Load_US_2_RIMAC1,’holdingregs’,1,5))];
New | Load.Load_US_2_RIMAC2 | Phases=1 | bus1=US_2_RIMAC.2 | Kv=0.28 | Kw=65.674 | Model=1 | Kvar=49.2555 |  |  |  | Load_US_2_RIMAC2 | [5 empty] | dssText.Command=['Load.Load_US_2_RIMAC2.Kv=' num2str(read(Load_US_2_RIMAC2,’holdingregs’,2,5))]; | dssText.Command=['Load.Load_US_2_RIMAC2.Kv=' num2str(read(Load_US_2_RIMAC1,’holdingregs’,1,5))];
New | Load.Load_US_2_RIMAC3 | Phases=1 | bus1=US_2_RIMAC.3 | Kv=0.28 | Kw=65.674 | Model=1 | Kvar=49.2555 |  |  |  | Load_US_2_RIMAC3 | [5 empty] | dssText.Command=['Load.Load_US_2_RIMAC3.Kv=' num2str(read(Load_US_2_RIMAC3,’holdingregs’,2,5))]; | dssText.Command=['Load.Load_US_2_RIMAC3.Kv=' num2str(read(Load_US_2_RIMAC1,’holdingregs’,1,5))];
New | Load.Load_EBU2_LAB1 | Phases=1 | bus1=EBU2_LAB.1 | Kv=0.28 | Kw=65.674 | Model=1 | Kvar=49.2555 |  |  |  | Load_EBU2_LAB1 | [5 empty] | dssText.Command=['Load.Load_EBU2_LAB1.Kv=' num2str(read(Load_EBU2_LAB1,’holdingregs’,2,5))]; | dssText.Command=['Load.Load_EBU2_LAB1.Kv=' num2str(read(Load_EBU2_LAB1,’holdingregs’,1,5))];
New | Load.Load_EBU2_LAB2 | Phases=1 | bus1=EBU2_LAB.2 | Kv=0.28 | Kw=65.674 | Model=1 | Kvar=49.2555 |  |  |  | Load_EBU2_LAB2 | [5 empty] | dssText.Command=['Load.Load_EBU2_LAB2.Kv=' num2str(read(Load_EBU2_LAB2,’holdingregs’,2,5))]; | dssText.Command=['Load.Load_EBU2_LAB2.Kv=' num2str(read(Load_EBU2_LAB1,’holdingregs’,1,5))];
New | Load.Load_EBU2_LAB3 | Phases=1 | bus1=EBU2_LAB.3 | Kv=0.28 | Kw=65.674 | Model=1 | Kvar=49.2555 |  |  |  | Load_EBU2_LAB3 | [5 empty] | dssText.Command=['Load.Load_EBU2_LAB3.Kv=' num2str(read(Load_EBU2_LAB3,’holdingregs’,2,5))]; | dssText.Command=['Load.Load_EBU2_LAB3.Kv=' num2str(read(Load_EBU2_LAB1,’holdingregs’,1,5))];
New | Load.Load_BIRCH_AQUARIUM1 | Phases=1 | bus1=BIRCH_AQUARIUM.1 | Kv=0.28 | Kw=65.674 | Model=1 | Kvar=49.2555 |  |  |  | Load_BIRCH_AQUARIUM1 | [5 empty] | dssText.Command=['Load.Load_BIRCH_AQUARIUM1.Kv=' num2str(read(Load_BIRCH_AQUARIUM1,’holdingregs’,2,5))]; | dssText.Command=['Load.Load_BIRCH_AQUARIUM1.Kv=' num2str(read(Load_BIRCH_AQUARIUM1,’holdingregs’,1,5))];
New | Load.Load_BIRCH_AQUARIUM2 | Phases=1 | bus1=BIRCH_AQUARIUM.2 | Kv=0.28 | Kw=65.674 | Model=1 | Kvar=49.2555 |  |  |  | Load_BIRCH_AQUARIUM2 | [5 empty] | dssText.Command=['Load.Load_BIRCH_AQUARIUM2.Kv=' num2str(read(Load_BIRCH_AQUARIUM2,’holdingregs’,2,5))]; | dssText.Command=['Load.Load_BIRCH_AQUARIUM2.Kv=' num2str(read(Load_BIRCH_AQUARIUM1,’holdingregs’,1,5))];
New | Load.Load_BIRCH_AQUARIUM3 | Phases=1 | bus1=BIRCH_AQUARIUM.3 | Kv=0.28 | Kw=65.674 | Model=1 | Kvar=49.2555 |  |  |  | Load_BIRCH_AQUARIUM3 | [5 empty] | dssText.Command=['Load.Load_BIRCH_AQUARIUM3.Kv=' num2str(read(Load_BIRCH_AQUARIUM3,’holdingregs’,2,5))]; | dssText.Command=['Load.Load_BIRCH_AQUARIUM3.Kv=' num2str(read(Load_BIRCH_AQUARIUM1,’holdingregs’,1,5))];
New | Load.Load_SVERDRUP_US11 | Phases=1 | bus1=SVERDRUP_US1.1 | Kv=0.12 | Kw=65.674 | Model=1 | Kvar=49.2555 |  |  |  | Load_SVERDRUP_US11 | [5 empty] | dssText.Command=['Load.Load_SVERDRUP_US11.Kv=' num2str(read(Load_SVERDRUP_US11,’holdingregs’,2,5))]; | dssText.Command=['Load.Load_SVERDRUP_US11.Kv=' num2str(read(Load_SVERDRUP_US11,’holdingregs’,1,5))];
New | Load.Load_SVERDRUP_US12 | Phases=1 | bus1=SVERDRUP_US1.2 | Kv=0.12 | Kw=65.674 | Model=1 | Kvar=49.2555 |  |  |  | Load_SVERDRUP_US12 | [5 empty] | dssText.Command=['Load.Load_SVERDRUP_US12.Kv=' num2str(read(Load_SVERDRUP_US12,’holdingregs’,2,5))]; | dssText.Command=['Load.Load_SVERDRUP_US12.Kv=' num2str(read(Load_SVERDRUP_US11,’holdingregs’,1,5))];
New | Load.Load_SVERDRUP_US13 | Phases=1 | bus1=SVERDRUP_US1.3 | Kv=0.12 | Kw=65.674 | Model=1 | Kvar=49.2555 |  |  |  | Load_SVERDRUP_US13 | [5 empty] | dssText.Command=['Load.Load_SVERDRUP_US13.Kv=' num2str(read(Load_SVERDRUP_US13,’holdingregs’,2,5))]; | dssText.Command=['Load.Load_SVERDRUP_US13.Kv=' num2str(read(Load_SVERDRUP_US11,’holdingregs’,1,5))];
New | Load.Load_CENT_HALL1 | Phases=1 | bus1=CENT_HALL.1 | Kv=0.28 | Kw=65.674 | Model=1 | Kvar=49.2555 |  |  |  | Load_CENT_HALL1 | [5 empty] | dssText.Command=['Load.Load_CENT_HALL1.Kv=' num2str(read(Load_CENT_HALL1,’holdingregs’,2,5))]; | dssText.Command=['Load.Load_CENT_HALL1.Kv=' num2str(read(Load_CENT_HALL1,’holdingregs’,1,5))];
New | Load.Load_CENT_HALL2 | Phases=1 | bus1=CENT_HALL.2 | Kv=0.28 | Kw=65.674 | Model=1 | Kvar=49.2555 |  |  |  | Load_CENT_HALL2 | [5 empty] | dssText.Command=['Load.Load_CENT_HALL2.Kv=' num2str(read(Load_CENT_HALL2,’holdingregs’,2,5))]; | dssText.Command=['Load.Load_CENT_HALL2.Kv=' num2str(read(Load_CENT_HALL1,’holdingregs’,1,5))];
New | Load.Load_CENT_HALL3 | Phases=1 | bus1=CENT_HALL.3 | Kv=0.28 | Kw=65.674 | Model=1 | Kvar=49.2555 |  |  |  | Load_CENT_HALL3 | [5 empty] | dssText.Command=['Load.Load_CENT_HALL3.Kv=' num2str(read(Load_CENT_HALL3,’holdingregs’,2,5))]; | dssText.Command=['Load.Load_CENT_HALL3.Kv=' num2str(read(Load_CENT_HALL1,’holdingregs’,1,5))];
New | Load.Load_SERF_BLDG1 | Phases=1 | bus1=SERF_BLDG.1 | Kv=0.28 | Kw=65.674 | Model=1 | Kvar=49.2555 |  |  |  | Load_SERF_BLDG1 | [5 empty] | dssText.Command=['Load.Load_SERF_BLDG1.Kv=' num2str(read(Load_SERF_BLDG1,’holdingregs’,2,5))]; | dssText.Command=['Load.Load_SERF_BLDG1.Kv=' num2str(read(Load_SERF_BLDG1,’holdingregs’,1,5))];
New | Load.Load_SERF_BLDG2 | Phases=1 | bus1=SERF_BLDG.2 | Kv=0.28 | Kw=65.674 | Model=1 | Kvar=49.2555 |  |  |  | Load_SERF_BLDG2 | [5 empty] | dssText.Command=['Load.Load_SERF_BLDG2.Kv=' num2str(read(Load_SERF_BLDG2,’holdingregs’,2,5))]; | dssText.Command=['Load.Load_SERF_BLDG2.Kv=' num2str(read(Load_SERF_BLDG1,’holdingregs’,1,5))];
New | Load.Load_SERF_BLDG3 | Phases=1 | bus1=SERF_BLDG.3 | Kv=0.28 | Kw=65.674 | Model=1 | Kvar=49.2555 |  |  |  | Load_SERF_BLDG3 | [5 empty] | dssText.Command=['Load.Load_SERF_BLDG3.Kv=' num2str(read(Load_SERF_BLDG3,’holdingregs’,2,5))]; | dssText.Command=['Load.Load_SERF_BLDG3.Kv=' num2str(read(Load_SERF_BLDG1,’holdingregs’,1,5))];
New | Load.Load_DANCE_STUDIO1 | Phases=1 | bus1=DANCE_STUDIO.1 | Kv=0.12 | Kw=65.674 | Model=1 | Kvar=49.2555 |  |  |  | Load_DANCE_STUDIO1 | [5 empty] | dssText.Command=['Load.Load_DANCE_STUDIO1.Kv=' num2str(read(Load_DANCE_STUDIO1,’holdingregs’,2,5))]; | dssText.Command=['Load.Load_DANCE_STUDIO1.Kv=' num2str(read(Load_DANCE_STUDIO1,’holdingregs’,1,5))];
New | Load.Load_DANCE_STUDIO2 | Phases=1 | bus1=DANCE_STUDIO.2 | Kv=0.12 | Kw=65.674 | Model=1 | Kvar=49.2555 |  |  |  | Load_DANCE_STUDIO2 | [5 empty] | dssText.Command=['Load.Load_DANCE_STUDIO2.Kv=' num2str(read(Load_DANCE_STUDIO2,’holdingregs’,2,5))]; | dssText.Command=['Load.Load_DANCE_STUDIO2.Kv=' num2str(read(Load_DANCE_STUDIO1,’holdingregs’,1,5))];
New | Load.Load_DANCE_STUDIO3 | Phases=1 | bus1=DANCE_STUDIO.3 | Kv=0.12 | Kw=65.674 | Model=1 | Kvar=49.2555 |  |  |  | Load_DANCE_STUDIO3 | [5 empty] | dssText.Command=['Load.Load_DANCE_STUDIO3.Kv=' num2str(read(Load_DANCE_STUDIO3,’holdingregs’,2,5))]; | dssText.Command=['Load.Load_DANCE_STUDIO3.Kv=' num2str(read(Load_DANCE_STUDIO1,’holdingregs’,1,5))];
New | Load.Load_T_259_SEC1 | Phases=1 | bus1=T_259_SEC.1 | Kv=0.12 | Kw=10 | Model=1 | Kvar=7.5 |  |  |  | Load_T_259_SEC1 | [5 empty] | dssText.Command=['Load.Load_T_259_SEC1.Kv=' num2str(read(Load_T_259_SEC1,’holdingregs’,2,5))]; | dssText.Command=['Load.Load_T_259_SEC1.Kv=' num2str(read(Load_T_259_SEC1,’holdingregs’,1,5))];
New | Load.Load_T_259_SEC2 | Phases=1 | bus1=T_259_SEC.2 | Kv=0.12 | Kw=10 | Model=1 | Kvar=7.5 |  |  |  | Load_T_259_SEC2 | [5 empty] | dssText.Command=['Load.Load_T_259_SEC2.Kv=' num2str(read(Load_T_259_SEC2,’holdingregs’,2,5))]; | dssText.Command=['Load.Load_T_259_SEC2.Kv=' num2str(read(Load_T_259_SEC1,’holdingregs’,1,5))];
New | Load.Load_T_259_SEC3 | Phases=1 | bus1=T_259_SEC.3 | Kv=0.12 | Kw=10 | Model=1 | Kvar=7.5 |  |  |  | Load_T_259_SEC3 | [5 empty] | dssText.Command=['Load.Load_T_259_SEC3.Kv=' num2str(read(Load_T_259_SEC3,’holdingregs’,2,5))]; | dssText.Command=['Load.Load_T_259_SEC3.Kv=' num2str(read(Load_T_259_SEC1,’holdingregs’,1,5))];
New | Load.Load_GALBRAITH_HALL1 | Phases=1 | bus1=GALBRAITH_HALL.1 | Kv=0.28 | Kw=65.674 | Model=1 | Kvar=49.2555 |  |  |  | Load_GALBRAITH_HALL1 | [5 empty] | dssText.Command=['Load.Load_GALBRAITH_HALL1.Kv=' num2str(read(Load_GALBRAITH_HALL1,’holdingregs’,2,5))]; | dssText.Command=['Load.Load_GALBRAITH_HALL1.Kv=' num2str(read(Load_GALBRAITH_HALL1,’holdingregs’,1,5))];
New | Load.Load_GALBRAITH_HALL2 | Phases=1 | bus1=GALBRAITH_HALL.2 | Kv=0.28 | Kw=65.674 | Model=1 | Kvar=49.2555 |  |  |  | Load_GALBRAITH_HALL2 | [5 empty] | dssText.Command=['Load.Load_GALBRAITH_HALL2.Kv=' num2str(read(Load_GALBRAITH_HALL2,’holdingregs’,2,5))]; | dssText.Command=['Load.Load_GALBRAITH_HALL2.Kv=' num2str(read(Load_GALBRAITH_HALL1,’holdingregs’,1,5))];
New | Load.Load_GALBRAITH_HALL3 | Phases=1 | bus1=GALBRAITH_HALL.3 | Kv=0.28 | Kw=65.674 | Model=1 | Kvar=49.2555 |  |  |  | Load_GALBRAITH_HALL3 | [5 empty] | dssText.Command=['Load.Load_GALBRAITH_HALL3.Kv=' num2str(read(Load_GALBRAITH_HALL3,’holdingregs’,2,5))]; | dssText.Command=['Load.Load_GALBRAITH_HALL3.Kv=' num2str(read(Load_GALBRAITH_HALL1,’holdingregs’,1,5))];
New | Load.Load_T_270_SEC1 | Phases=1 | bus1=T_270_SEC.1 | Kv=0.28 | Kw=10 | Model=1 | Kvar=7.5 |  |  |  | Load_T_270_SEC1 | [5 empty] | dssText.Command=['Load.Load_T_270_SEC1.Kv=' num2str(read(Load_T_270_SEC1,’holdingregs’,2,5))]; | dssText.Command=['Load.Load_T_270_SEC1.Kv=' num2str(read(Load_T_270_SEC1,’holdingregs’,1,5))];
New | Load.Load_T_270_SEC2 | Phases=1 | bus1=T_270_SEC.2 | Kv=0.28 | Kw=10 | Model=1 | Kvar=7.5 |  |  |  | Load_T_270_SEC2 | [5 empty] | dssText.Command=['Load.Load_T_270_SEC2.Kv=' num2str(read(Load_T_270_SEC2,’holdingregs’,2,5))]; | dssText.Command=['Load.Load_T_270_SEC2.Kv=' num2str(read(Load_T_270_SEC1,’holdingregs’,1,5))];
New | Load.Load_T_270_SEC3 | Phases=1 | bus1=T_270_SEC.3 | Kv=0.28 | Kw=10 | Model=1 | Kvar=7.5 |  |  |  | Load_T_270_SEC3 | [5 empty] | dssText.Command=['Load.Load_T_270_SEC3.Kv=' num2str(read(Load_T_270_SEC3,’holdingregs’,2,5))]; | dssText.Command=['Load.Load_T_270_SEC3.Kv=' num2str(read(Load_T_270_SEC1,’holdingregs’,1,5))];
New | Load.Load_GILMAN_PARKING1 | Phases=1 | bus1=GILMAN_PARKING.1 | Kv=0.28 | Kw=65.674 | Model=1 | Kvar=49.2555 |  |  |  | Load_GILMAN_PARKING1 | [5 empty] | dssText.Command=['Load.Load_GILMAN_PARKING1.Kv=' num2str(read(Load_GILMAN_PARKING1,’holdingregs’,2,5))]; | dssText.Command=['Load.Load_GILMAN_PARKING1.Kv=' num2str(read(Load_GILMAN_PARKING1,’holdingregs’,1,5))];
New | Load.Load_GILMAN_PARKING2 | Phases=1 | bus1=GILMAN_PARKING.2 | Kv=0.28 | Kw=65.674 | Model=1 | Kvar=49.2555 |  |  |  | Load_GILMAN_PARKING2 | [5 empty] | dssText.Command=['Load.Load_GILMAN_PARKING2.Kv=' num2str(read(Load_GILMAN_PARKING2,’holdingregs’,2,5))]; | dssText.Command=['Load.Load_GILMAN_PARKING2.Kv=' num2str(read(Load_GILMAN_PARKING1,’holdingregs’,1,5))];
New | Load.Load_GILMAN_PARKING3 | Phases=1 | bus1=GILMAN_PARKING.3 | Kv=0.28 | Kw=65.674 | Model=1 | Kvar=49.2555 |  |  |  | Load_GILMAN_PARKING3 | [5 empty] | dssText.Command=['Load.Load_GILMAN_PARKING3.Kv=' num2str(read(Load_GILMAN_PARKING3,’holdingregs’,2,5))]; | dssText.Command=['Load.Load_GILMAN_PARKING3.Kv=' num2str(read(Load_GILMAN_PARKING1,’holdingregs’,1,5))];
New | Load.Load_PREUSS_SCHOOL1 | Phases=1 | bus1=PREUSS_SCHOOL.1 | Kv=0.28 | Kw=65.674 | Model=1 | Kvar=49.2555 |  |  |  | Load_PREUSS_SCHOOL1 | [5 empty] | dssText.Command=['Load.Load_PREUSS_SCHOOL1.Kv=' num2str(read(Load_PREUSS_SCHOOL1,’holdingregs’,2,5))]; | dssText.Command=['Load.Load_PREUSS_SCHOOL1.Kv=' num2str(read(Load_PREUSS_SCHOOL1,’holdingregs’,1,5))];
New | Load.Load_PREUSS_SCHOOL2 | Phases=1 | bus1=PREUSS_SCHOOL.2 | Kv=0.28 | Kw=65.674 | Model=1 | Kvar=49.2555 |  |  |  | Load_PREUSS_SCHOOL2 | [5 empty] | dssText.Command=['Load.Load_PREUSS_SCHOOL2.Kv=' num2str(read(Load_PREUSS_SCHOOL2,’holdingregs’,2,5))]; | dssText.Command=['Load.Load_PREUSS_SCHOOL2.Kv=' num2str(read(Load_PREUSS_SCHOOL1,’holdingregs’,1,5))];
New | Load.Load_PREUSS_SCHOOL3 | Phases=1 | bus1=PREUSS_SCHOOL.3 | Kv=0.28 | Kw=65.674 | Model=1 | Kvar=49.2555 |  |  |  | Load_PREUSS_SCHOOL3 | [5 empty] | dssText.Command=['Load.Load_PREUSS_SCHOOL3.Kv=' num2str(read(Load_PREUSS_SCHOOL3,’holdingregs’,2,5))]; | dssText.Command=['Load.Load_PREUSS_SCHOOL3.Kv=' num2str(read(Load_PREUSS_SCHOOL1,’holdingregs’,1,5))];
New | Load.Load_NC_PARKING_4801 | Phases=1 | bus1=NC_PARKING_480.1 | Kv=0.28 | Kw=65.674 | Model=1 | Kvar=49.2555 |  |  |  | Load_NC_PARKING_4801 | [5 empty] | dssText.Command=['Load.Load_NC_PARKING_4801.Kv=' num2str(read(Load_NC_PARKING_4801,’holdingregs’,2,5))]; | dssText.Command=['Load.Load_NC_PARKING_4801.Kv=' num2str(read(Load_NC_PARKING_4801,’holdingregs’,1,5))];
New | Load.Load_NC_PARKING_4802 | Phases=1 | bus1=NC_PARKING_480.2 | Kv=0.28 | Kw=65.674 | Model=1 | Kvar=49.2555 |  |  |  | Load_NC_PARKING_4802 | [5 empty] | dssText.Command=['Load.Load_NC_PARKING_4802.Kv=' num2str(read(Load_NC_PARKING_4802,’holdingregs’,2,5))]; | dssText.Command=['Load.Load_NC_PARKING_4802.Kv=' num2str(read(Load_NC_PARKING_4801,’holdingregs’,1,5))];
New | Load.Load_NC_PARKING_4803 | Phases=1 | bus1=NC_PARKING_480.3 | Kv=0.28 | Kw=65.674 | Model=1 | Kvar=49.2555 |  |  |  | Load_NC_PARKING_4803 | [5 empty] | dssText.Command=['Load.Load_NC_PARKING_4803.Kv=' num2str(read(Load_NC_PARKING_4803,’holdingregs’,2,5))]; | dssText.Command=['Load.Load_NC_PARKING_4803.Kv=' num2str(read(Load_NC_PARKING_4801,’holdingregs’,1,5))];
New | Load.Load_EC_OFFICE_BLDG1 | Phases=1 | bus1=EC_OFFICE_BLDG.1 | Kv=0.28 | Kw=65.674 | Model=1 | Kvar=49.2555 |  |  |  | Load_EC_OFFICE_BLDG1 | [5 empty] | dssText.Command=['Load.Load_EC_OFFICE_BLDG1.Kv=' num2str(read(Load_EC_OFFICE_BLDG1,’holdingregs’,2,5))]; | dssText.Command=['Load.Load_EC_OFFICE_BLDG1.Kv=' num2str(read(Load_EC_OFFICE_BLDG1,’holdingregs’,1,5))];
New | Load.Load_EC_OFFICE_BLDG2 | Phases=1 | bus1=EC_OFFICE_BLDG.2 | Kv=0.28 | Kw=65.674 | Model=1 | Kvar=49.2555 |  |  |  | Load_EC_OFFICE_BLDG2 | [5 empty] | dssText.Command=['Load.Load_EC_OFFICE_BLDG2.Kv=' num2str(read(Load_EC_OFFICE_BLDG2,’holdingregs’,2,5))]; | dssText.Command=['Load.Load_EC_OFFICE_BLDG2.Kv=' num2str(read(Load_EC_OFFICE_BLDG1,’holdingregs’,1,5))];
New | Load.Load_EC_OFFICE_BLDG3 | Phases=1 | bus1=EC_OFFICE_BLDG.3 | Kv=0.28 | Kw=65.674 | Model=1 | Kvar=49.2555 |  |  |  | Load_EC_OFFICE_BLDG3 | [5 empty] | dssText.Command=['Load.Load_EC_OFFICE_BLDG3.Kv=' num2str(read(Load_EC_OFFICE_BLDG3,’holdingregs’,2,5))]; | dssText.Command=['Load.Load_EC_OFFICE_BLDG3.Kv=' num2str(read(Load_EC_OFFICE_BLDG1,’holdingregs’,1,5))];
New | Load.Load_SHILEY_EYE_CTR1 | Phases=1 | bus1=SHILEY_EYE_CTR.1 | Kv=0.28 | Kw=65.674 | Model=1 | Kvar=49.2555 |  |  |  | Load_SHILEY_EYE_CTR1 | [5 empty] | dssText.Command=['Load.Load_SHILEY_EYE_CTR1.Kv=' num2str(read(Load_SHILEY_EYE_CTR1,’holdingregs’,2,5))]; | dssText.Command=['Load.Load_SHILEY_EYE_CTR1.Kv=' num2str(read(Load_SHILEY_EYE_CTR1,’holdingregs’,1,5))];
New | Load.Load_SHILEY_EYE_CTR2 | Phases=1 | bus1=SHILEY_EYE_CTR.2 | Kv=0.28 | Kw=65.674 | Model=1 | Kvar=49.2555 |  |  |  | Load_SHILEY_EYE_CTR2 | [5 empty] | dssText.Command=['Load.Load_SHILEY_EYE_CTR2.Kv=' num2str(read(Load_SHILEY_EYE_CTR2,’holdingregs’,2,5))]; | dssText.Command=['Load.Load_SHILEY_EYE_CTR2.Kv=' num2str(read(Load_SHILEY_EYE_CTR1,’holdingregs’,1,5))];
New | Load.Load_SHILEY_EYE_CTR3 | Phases=1 | bus1=SHILEY_EYE_CTR.3 | Kv=0.28 | Kw=65.674 | Model=1 | Kvar=49.2555 |  |  |  | Load_SHILEY_EYE_CTR3 | [5 empty] | dssText.Command=['Load.Load_SHILEY_EYE_CTR3.Kv=' num2str(read(Load_SHILEY_EYE_CTR3,’holdingregs’,2,5))]; | dssText.Command=['Load.Load_SHILEY_EYE_CTR3.Kv=' num2str(read(Load_SHILEY_EYE_CTR1,’holdingregs’,1,5))];
New | Load.Load_MULT_BLD_SEC1 | Phases=1 | bus1=MULT_BLD_SEC.1 | Kv=0.28 | Kw=65.674 | Model=1 | Kvar=49.2555 |  |  |  | Load_MULT_BLD_SEC1 | [5 empty] | dssText.Command=['Load.Load_MULT_BLD_SEC1.Kv=' num2str(read(Load_MULT_BLD_SEC1,’holdingregs’,2,5))]; | dssText.Command=['Load.Load_MULT_BLD_SEC1.Kv=' num2str(read(Load_MULT_BLD_SEC1,’holdingregs’,1,5))];
New | Load.Load_MULT_BLD_SEC2 | Phases=1 | bus1=MULT_BLD_SEC.2 | Kv=0.28 | Kw=65.674 | Model=1 | Kvar=49.2555 |  |  |  | Load_MULT_BLD_SEC2 | [5 empty] | dssText.Command=['Load.Load_MULT_BLD_SEC2.Kv=' num2str(read(Load_MULT_BLD_SEC2,’holdingregs’,2,5))]; | dssText.Command=['Load.Load_MULT_BLD_SEC2.Kv=' num2str(read(Load_MULT_BLD_SEC1,’holdingregs’,1,5))];
New | Load.Load_MULT_BLD_SEC3 | Phases=1 | bus1=MULT_BLD_SEC.3 | Kv=0.28 | Kw=65.674 | Model=1 | Kvar=49.2555 |  |  |  | Load_MULT_BLD_SEC3 | [5 empty] | dssText.Command=['Load.Load_MULT_BLD_SEC3.Kv=' num2str(read(Load_MULT_BLD_SEC3,’holdingregs’,2,5))]; | dssText.Command=['Load.Load_MULT_BLD_SEC3.Kv=' num2str(read(Load_MULT_BLD_SEC1,’holdingregs’,1,5))];
New | Load.Load_LA_JOLLA_PLAY1 | Phases=1 | bus1=LA_JOLLA_PLAY.1 | Kv=0.28 | Kw=65.674 | Model=1 | Kvar=49.2555 |  |  |  | Load_LA_JOLLA_PLAY1 | [5 empty] | dssText.Command=['Load.Load_LA_JOLLA_PLAY1.Kv=' num2str(read(Load_LA_JOLLA_PLAY1,’holdingregs’,2,5))]; | dssText.Command=['Load.Load_LA_JOLLA_PLAY1.Kv=' num2str(read(Load_LA_JOLLA_PLAY1,’holdingregs’,1,5))];
New | Load.Load_LA_JOLLA_PLAY2 | Phases=1 | bus1=LA_JOLLA_PLAY.2 | Kv=0.28 | Kw=65.674 | Model=1 | Kvar=49.2555 |  |  |  | Load_LA_JOLLA_PLAY2 | [5 empty] | dssText.Command=['Load.Load_LA_JOLLA_PLAY2.Kv=' num2str(read(Load_LA_JOLLA_PLAY2,’holdingregs’,2,5))]; | dssText.Command=['Load.Load_LA_JOLLA_PLAY2.Kv=' num2str(read(Load_LA_JOLLA_PLAY1,’holdingregs’,1,5))];
New | Load.Load_LA_JOLLA_PLAY3 | Phases=1 | bus1=LA_JOLLA_PLAY.3 | Kv=0.28 | Kw=65.674 | Model=1 | Kvar=49.2555 |  |  |  | Load_LA_JOLLA_PLAY3 | [5 empty] | dssText.Command=['Load.Load_LA_JOLLA_PLAY3.Kv=' num2str(read(Load_LA_JOLLA_PLAY3,’holdingregs’,2,5))]; | dssText.Command=['Load.Load_LA_JOLLA_PLAY3.Kv=' num2str(read(Load_LA_JOLLA_PLAY1,’holdingregs’,1,5))];
New | Load.Load_T_326_SEC1 | Phases=1 | bus1=T_326_SEC.1 | Kv=0.28 | Kw=65.674 | Model=1 | Kvar=49.2555 |  |  |  | Load_T_326_SEC1 | [5 empty] | dssText.Command=['Load.Load_T_326_SEC1.Kv=' num2str(read(Load_T_326_SEC1,’holdingregs’,2,5))]; | dssText.Command=['Load.Load_T_326_SEC1.Kv=' num2str(read(Load_T_326_SEC1,’holdingregs’,1,5))];
New | Load.Load_T_326_SEC2 | Phases=1 | bus1=T_326_SEC.2 | Kv=0.28 | Kw=65.674 | Model=1 | Kvar=49.2555 |  |  |  | Load_T_326_SEC2 | [5 empty] | dssText.Command=['Load.Load_T_326_SEC2.Kv=' num2str(read(Load_T_326_SEC2,’holdingregs’,2,5))]; | dssText.Command=['Load.Load_T_326_SEC2.Kv=' num2str(read(Load_T_326_SEC1,’holdingregs’,1,5))];
New | Load.Load_T_326_SEC3 | Phases=1 | bus1=T_326_SEC.3 | Kv=0.28 | Kw=65.674 | Model=1 | Kvar=49.2555 |  |  |  | Load_T_326_SEC3 | [5 empty] | dssText.Command=['Load.Load_T_326_SEC3.Kv=' num2str(read(Load_T_326_SEC3,’holdingregs’,2,5))]; | dssText.Command=['Load.Load_T_326_SEC3.Kv=' num2str(read(Load_T_326_SEC1,’holdingregs’,1,5))];
New | Load.Load_PHARM_ESA1 | Phases=1 | bus1=PHARM_ESA.1 | Kv=0.28 | Kw=65.674 | Model=1 | Kvar=49.2555 |  |  |  | Load_PHARM_ESA1 | [5 empty] | dssText.Command=['Load.Load_PHARM_ESA1.Kv=' num2str(read(Load_PHARM_ESA1,’holdingregs’,2,5))]; | dssText.Command=['Load.Load_PHARM_ESA1.Kv=' num2str(read(Load_PHARM_ESA1,’holdingregs’,1,5))];
New | Load.Load_PHARM_ESA2 | Phases=1 | bus1=PHARM_ESA.2 | Kv=0.28 | Kw=65.674 | Model=1 | Kvar=49.2555 |  |  |  | Load_PHARM_ESA2 | [5 empty] | dssText.Command=['Load.Load_PHARM_ESA2.Kv=' num2str(read(Load_PHARM_ESA2,’holdingregs’,2,5))]; | dssText.Command=['Load.Load_PHARM_ESA2.Kv=' num2str(read(Load_PHARM_ESA1,’holdingregs’,1,5))];
New | Load.Load_PHARM_ESA3 | Phases=1 | bus1=PHARM_ESA.3 | Kv=0.28 | Kw=65.674 | Model=1 | Kvar=49.2555 |  |  |  | Load_PHARM_ESA3 | [5 empty] | dssText.Command=['Load.Load_PHARM_ESA3.Kv=' num2str(read(Load_PHARM_ESA3,’holdingregs’,2,5))]; | dssText.Command=['Load.Load_PHARM_ESA3.Kv=' num2str(read(Load_PHARM_ESA1,’holdingregs’,1,5))];
New | Load.Load_BIO_MED_SEC1 | Phases=1 | bus1=BIO_MED_SEC.1 | Kv=0.28 | Kw=65.674 | Model=1 | Kvar=49.2555 |  |  |  | Load_BIO_MED_SEC1 | [5 empty] | dssText.Command=['Load.Load_BIO_MED_SEC1.Kv=' num2str(read(Load_BIO_MED_SEC1,’holdingregs’,2,5))]; | dssText.Command=['Load.Load_BIO_MED_SEC1.Kv=' num2str(read(Load_BIO_MED_SEC1,’holdingregs’,1,5))];
New | Load.Load_BIO_MED_SEC2 | Phases=1 | bus1=BIO_MED_SEC.2 | Kv=0.28 | Kw=65.674 | Model=1 | Kvar=49.2555 |  |  |  | Load_BIO_MED_SEC2 | [5 empty] | dssText.Command=['Load.Load_BIO_MED_SEC2.Kv=' num2str(read(Load_BIO_MED_SEC2,’holdingregs’,2,5))]; | dssText.Command=['Load.Load_BIO_MED_SEC2.Kv=' num2str(read(Load_BIO_MED_SEC1,’holdingregs’,1,5))];
New | Load.Load_BIO_MED_SEC3 | Phases=1 | bus1=BIO_MED_SEC.3 | Kv=0.28 | Kw=65.674 | Model=1 | Kvar=49.2555 |  |  |  | Load_BIO_MED_SEC3 | [5 empty] | dssText.Command=['Load.Load_BIO_MED_SEC3.Kv=' num2str(read(Load_BIO_MED_SEC3,’holdingregs’,2,5))]; | dssText.Command=['Load.Load_BIO_MED_SEC3.Kv=' num2str(read(Load_BIO_MED_SEC1,’holdingregs’,1,5))];
New | Load.Load_STUD_ACAD1 | Phases=1 | bus1=STUD_ACAD.1 | Kv=0.28 | Kw=65.674 | Model=1 | Kvar=49.2555 |  |  |  | Load_STUD_ACAD1 | [5 empty] | dssText.Command=['Load.Load_STUD_ACAD1.Kv=' num2str(read(Load_STUD_ACAD1,’holdingregs’,2,5))]; | dssText.Command=['Load.Load_STUD_ACAD1.Kv=' num2str(read(Load_STUD_ACAD1,’holdingregs’,1,5))];
New | Load.Load_STUD_ACAD2 | Phases=1 | bus1=STUD_ACAD.2 | Kv=0.28 | Kw=65.674 | Model=1 | Kvar=49.2555 |  |  |  | Load_STUD_ACAD2 | [5 empty] | dssText.Command=['Load.Load_STUD_ACAD2.Kv=' num2str(read(Load_STUD_ACAD2,’holdingregs’,2,5))]; | dssText.Command=['Load.Load_STUD_ACAD2.Kv=' num2str(read(Load_STUD_ACAD1,’holdingregs’,1,5))];
New | Load.Load_STUD_ACAD3 | Phases=1 | bus1=STUD_ACAD.3 | Kv=0.28 | Kw=65.674 | Model=1 | Kvar=49.2555 |  |  |  | Load_STUD_ACAD3 | [5 empty] | dssText.Command=['Load.Load_STUD_ACAD3.Kv=' num2str(read(Load_STUD_ACAD3,’holdingregs’,2,5))]; | dssText.Command=['Load.Load_STUD_ACAD3.Kv=' num2str(read(Load_STUD_ACAD1,’holdingregs’,1,5))];
New | Load.Load_US_2_HOPKINS1 | Phases=1 | bus1=US_2_HOPKINS.1 | Kv=0.28 | Kw=65.674 | Model=1 | Kvar=49.2555 |  |  |  | Load_US_2_HOPKINS1 | [5 empty] | dssText.Command=['Load.Load_US_2_HOPKINS1.Kv=' num2str(read(Load_US_2_HOPKINS1,’holdingregs’,2,5))]; | dssText.Command=['Load.Load_US_2_HOPKINS1.Kv=' num2str(read(Load_US_2_HOPKINS1,’holdingregs’,1,5))];
New | Load.Load_US_2_HOPKINS2 | Phases=1 | bus1=US_2_HOPKINS.2 | Kv=0.28 | Kw=65.674 | Model=1 | Kvar=49.2555 |  |  |  | Load_US_2_HOPKINS2 | [5 empty] | dssText.Command=['Load.Load_US_2_HOPKINS2.Kv=' num2str(read(Load_US_2_HOPKINS2,’holdingregs’,2,5))]; | dssText.Command=['Load.Load_US_2_HOPKINS2.Kv=' num2str(read(Load_US_2_HOPKINS1,’holdingregs’,1,5))];
New | Load.Load_US_2_HOPKINS3 | Phases=1 | bus1=US_2_HOPKINS.3 | Kv=0.28 | Kw=65.674 | Model=1 | Kvar=49.2555 |  |  |  | Load_US_2_HOPKINS3 | [5 empty] | dssText.Command=['Load.Load_US_2_HOPKINS3.Kv=' num2str(read(Load_US_2_HOPKINS3,’holdingregs’,2,5))]; | dssText.Command=['Load.Load_US_2_HOPKINS3.Kv=' num2str(read(Load_US_2_HOPKINS1,’holdingregs’,1,5))];
New | Load.Load_BIRCH_AQ1 | Phases=1 | bus1=BIRCH_AQ.1 | Kv=0.28 | Kw=65.674 | Model=1 | Kvar=49.2555 |  |  |  | Load_BIRCH_AQ1 | [5 empty] | dssText.Command=['Load.Load_BIRCH_AQ1.Kv=' num2str(read(Load_BIRCH_AQ1,’holdingregs’,2,5))]; | dssText.Command=['Load.Load_BIRCH_AQ1.Kv=' num2str(read(Load_BIRCH_AQ1,’holdingregs’,1,5))];
New | Load.Load_BIRCH_AQ2 | Phases=1 | bus1=BIRCH_AQ.2 | Kv=0.28 | Kw=65.674 | Model=1 | Kvar=49.2555 |  |  |  | Load_BIRCH_AQ2 | [5 empty] | dssText.Command=['Load.Load_BIRCH_AQ2.Kv=' num2str(read(Load_BIRCH_AQ2,’holdingregs’,2,5))]; | dssText.Command=['Load.Load_BIRCH_AQ2.Kv=' num2str(read(Load_BIRCH_AQ1,’holdingregs’,1,5))];
New | Load.Load_BIRCH_AQ3 | Phases=1 | bus1=BIRCH_AQ.3 | Kv=0.28 | Kw=65.674 | Model=1 | Kvar=49.2555 |  |  |  | Load_BIRCH_AQ3 | [5 empty] | dssText.Command=['Load.Load_BIRCH_AQ3.Kv=' num2str(read(Load_BIRCH_AQ3,’holdingregs’,2,5))]; | dssText.Command=['Load.Load_BIRCH_AQ3.Kv=' num2str(read(Load_BIRCH_AQ1,’holdingregs’,1,5))];
New | Load.Load_USS_A1 | Phases=1 | bus1=USS_A.1 | Kv=0.28 | Kw=65.674 | Model=1 | Kvar=49.2555 |  |  |  | Load_USS_A1 | [5 empty] | dssText.Command=['Load.Load_USS_A1.Kv=' num2str(read(Load_USS_A1,’holdingregs’,2,5))]; | dssText.Command=['Load.Load_USS_A1.Kv=' num2str(read(Load_USS_A1,’holdingregs’,1,5))];
New | Load.Load_USS_A2 | Phases=1 | bus1=USS_A.2 | Kv=0.28 | Kw=65.674 | Model=1 | Kvar=49.2555 |  |  |  | Load_USS_A2 | [5 empty] | dssText.Command=['Load.Load_USS_A2.Kv=' num2str(read(Load_USS_A2,’holdingregs’,2,5))]; | dssText.Command=['Load.Load_USS_A2.Kv=' num2str(read(Load_USS_A1,’holdingregs’,1,5))];
New | Load.Load_USS_A3 | Phases=1 | bus1=USS_A.3 | Kv=0.28 | Kw=65.674 | Model=1 | Kvar=49.2555 |  |  |  | Load_USS_A3 | [5 empty] | dssText.Command=['Load.Load_USS_A3.Kv=' num2str(read(Load_USS_A3,’holdingregs’,2,5))]; | dssText.Command=['Load.Load_USS_A3.Kv=' num2str(read(Load_USS_A1,’holdingregs’,1,5))];
New | Load.Load_USS_B1 | Phases=1 | bus1=USS_B.1 | Kv=0.28 | Kw=65.674 | Model=1 | Kvar=49.2555 |  |  |  | Load_USS_B1 | [5 empty] | dssText.Command=['Load.Load_USS_B1.Kv=' num2str(read(Load_USS_B1,’holdingregs’,2,5))]; | dssText.Command=['Load.Load_USS_B1.Kv=' num2str(read(Load_USS_B1,’holdingregs’,1,5))];
New | Load.Load_USS_B2 | Phases=1 | bus1=USS_B.2 | Kv=0.28 | Kw=65.674 | Model=1 | Kvar=49.2555 |  |  |  | Load_USS_B2 | [5 empty] | dssText.Command=['Load.Load_USS_B2.Kv=' num2str(read(Load_USS_B2,’holdingregs’,2,5))]; | dssText.Command=['Load.Load_USS_B2.Kv=' num2str(read(Load_USS_B1,’holdingregs’,1,5))];
New | Load.Load_USS_B3 | Phases=1 | bus1=USS_B.3 | Kv=0.28 | Kw=65.674 | Model=1 | Kvar=49.2555 |  |  |  | Load_USS_B3 | [5 empty] | dssText.Command=['Load.Load_USS_B3.Kv=' num2str(read(Load_USS_B3,’holdingregs’,2,5))]; | dssText.Command=['Load.Load_USS_B3.Kv=' num2str(read(Load_USS_B1,’holdingregs’,1,5))];
New | Load.Load_USS_C_PC1 | Phases=1 | bus1=USS_C_PC.1 | Kv=0.28 | Kw=65.674 | Model=1 | Kvar=49.2555 |  |  |  | Load_USS_C_PC1 | [5 empty] | dssText.Command=['Load.Load_USS_C_PC1.Kv=' num2str(read(Load_USS_C_PC1,’holdingregs’,2,5))]; | dssText.Command=['Load.Load_USS_C_PC1.Kv=' num2str(read(Load_USS_C_PC1,’holdingregs’,1,5))];
New | Load.Load_USS_C_PC2 | Phases=1 | bus1=USS_C_PC.2 | Kv=0.28 | Kw=65.674 | Model=1 | Kvar=49.2555 |  |  |  | Load_USS_C_PC2 | [5 empty] | dssText.Command=['Load.Load_USS_C_PC2.Kv=' num2str(read(Load_USS_C_PC2,’holdingregs’,2,5))]; | dssText.Command=['Load.Load_USS_C_PC2.Kv=' num2str(read(Load_USS_C_PC1,’holdingregs’,1,5))];
New | Load.Load_USS_C_PC3 | Phases=1 | bus1=USS_C_PC.3 | Kv=0.28 | Kw=65.674 | Model=1 | Kvar=49.2555 |  |  |  | Load_USS_C_PC3 | [5 empty] | dssText.Command=['Load.Load_USS_C_PC3.Kv=' num2str(read(Load_USS_C_PC3,’holdingregs’,2,5))]; | dssText.Command=['Load.Load_USS_C_PC3.Kv=' num2str(read(Load_USS_C_PC1,’holdingregs’,1,5))];
New | Load.Load_US_CPB1 | Phases=1 | bus1=US_CPB.1 | Kv=0.28 | Kw=65.674 | Model=1 | Kvar=49.2555 |  |  |  | Load_US_CPB1 | [5 empty] | dssText.Command=['Load.Load_US_CPB1.Kv=' num2str(read(Load_US_CPB1,’holdingregs’,2,5))]; | dssText.Command=['Load.Load_US_CPB1.Kv=' num2str(read(Load_US_CPB1,’holdingregs’,1,5))];
New | Load.Load_US_CPB2 | Phases=1 | bus1=US_CPB.2 | Kv=0.28 | Kw=65.674 | Model=1 | Kvar=49.2555 |  |  |  | Load_US_CPB2 | [5 empty] | dssText.Command=['Load.Load_US_CPB2.Kv=' num2str(read(Load_US_CPB2,’holdingregs’,2,5))]; | dssText.Command=['Load.Load_US_CPB2.Kv=' num2str(read(Load_US_CPB1,’holdingregs’,1,5))];
New | Load.Load_US_CPB3 | Phases=1 | bus1=US_CPB.3 | Kv=0.28 | Kw=65.674 | Model=1 | Kvar=49.2555 |  |  |  | Load_US_CPB3 | [5 empty] | dssText.Command=['Load.Load_US_CPB3.Kv=' num2str(read(Load_US_CPB3,’holdingregs’,2,5))]; | dssText.Command=['Load.Load_US_CPB3.Kv=' num2str(read(Load_US_CPB1,’holdingregs’,1,5))];
New | Load.Load_CMRR1 | Phases=1 | bus1=CMRR.1 | Kv=0.28 | Kw=65.674 | Model=1 | Kvar=49.2555 |  |  |  | Load_CMRR1 | [5 empty] | dssText.Command=['Load.Load_CMRR1.Kv=' num2str(read(Load_CMRR1,’holdingregs’,2,5))]; | dssText.Command=['Load.Load_CMRR1.Kv=' num2str(read(Load_CMRR1,’holdingregs’,1,5))];
New | Load.Load_CMRR2 | Phases=1 | bus1=CMRR.2 | Kv=0.28 | Kw=65.674 | Model=1 | Kvar=49.2555 |  |  |  | Load_CMRR2 | [5 empty] | dssText.Command=['Load.Load_CMRR2.Kv=' num2str(read(Load_CMRR2,’holdingregs’,2,5))]; | dssText.Command=['Load.Load_CMRR2.Kv=' num2str(read(Load_CMRR1,’holdingregs’,1,5))];
New | Load.Load_CMRR3 | Phases=1 | bus1=CMRR.3 | Kv=0.28 | Kw=65.674 | Model=1 | Kvar=49.2555 |  |  |  | Load_CMRR3 | [5 empty] | dssText.Command=['Load.Load_CMRR3.Kv=' num2str(read(Load_CMRR3,’holdingregs’,2,5))]; | dssText.Command=['Load.Load_CMRR3.Kv=' num2str(read(Load_CMRR1,’holdingregs’,1,5))];
New | Generator.Gen_SG1_BUS1 | Phases=1 | bus1=SG1_BUS.1 | Kv=7.2 | Kw=1000 | Model=1 | Kvar=539.7428 |  |  |  | Gen_SG1_BUS1 | [5 empty] | dssText.Command=['Generator.Gen_SG1_BUS1.Kv=' num2str(read(Gen_SG1_BUS1,’holdingregs’,2,5))]; | dssText.Command=['Generator.Gen_SG1_BUS1.Kv=' num2str(read(Gen_SG1_BUS1,’holdingregs’,1,5))];
New | Generator.Gen_SG1_BUS2 | Phases=1 | bus1=SG1_BUS.2 | Kv=7.2 | Kw=1000 | Model=1 | Kvar=539.7428 |  |  |  | Gen_SG1_BUS2 | [5 empty] | dssText.Command=['Generator.Gen_SG1_BUS2.Kv=' num2str(read(Gen_SG1_BUS2,’holdingregs’,2,5))]; | dssText.Command=['Generator.Gen_SG1_BUS2.Kv=' num2str(read(Gen_SG1_BUS1,’holdingregs’,1,5))];
New | Generator.Gen_SG1_BUS3 | Phases=1 | bus1=SG1_BUS.3 | Kv=7.2 | Kw=1000 | Model=1 | Kvar=539.7428 |  |  |  | Gen_SG1_BUS3 | [5 empty] | dssText.Command=['Generator.Gen_SG1_BUS3.Kv=' num2str(read(Gen_SG1_BUS3,’holdingregs’,2,5))]; | dssText.Command=['Generator.Gen_SG1_BUS3.Kv=' num2str(read(Gen_SG1_BUS1,’holdingregs’,1,5))];
New | Generator.Gen_PSB1 | Phases=1 | bus1=PSB.1 | Kv=7.2 | Kw=5100 | Model=1 | Kvar=2752.6884 |  |  |  | Gen_PSB1 | [5 empty] | dssText.Command=['Generator.Gen_PSB1.Kv=' num2str(read(Gen_PSB1,’holdingregs’,2,5))]; | dssText.Command=['Generator.Gen_PSB1.Kv=' num2str(read(Gen_PSB1,’holdingregs’,1,5))];
New | Generator.Gen_PSB2 | Phases=1 | bus1=PSB.2 | Kv=7.2 | Kw=5100 | Model=1 | Kvar=2752.6884 |  |  |  | Gen_PSB2 | [5 empty] | dssText.Command=['Generator.Gen_PSB2.Kv=' num2str(read(Gen_PSB2,’holdingregs’,2,5))]; | dssText.Command=['Generator.Gen_PSB2.Kv=' num2str(read(Gen_PSB1,’holdingregs’,1,5))];
New | Generator.Gen_PSB3 | Phases=1 | bus1=PSB.3 | Kv=7.2 | Kw=5100 | Model=1 | Kvar=2752.6884 |  |  |  | Gen_PSB3 | [5 empty] | dssText.Command=['Generator.Gen_PSB3.Kv=' num2str(read(Gen_PSB3,’holdingregs’,2,5))]; | dssText.Command=['Generator.Gen_PSB3.Kv=' num2str(read(Gen_PSB1,’holdingregs’,1,5))];
New | Generator.Gen_PSA1 | Phases=1 | bus1=PSA.1 | Kv=7.2 | Kw=5100 | Model=1 | Kvar=2752.6884 |  |  |  | Gen_PSA1 | [5 empty] | dssText.Command=['Generator.Gen_PSA1.Kv=' num2str(read(Gen_PSA1,’holdingregs’,2,5))]; | dssText.Command=['Generator.Gen_PSA1.Kv=' num2str(read(Gen_PSA1,’holdingregs’,1,5))];
New | Generator.Gen_PSA2 | Phases=1 | bus1=PSA.2 | Kv=7.2 | Kw=5100 | Model=1 | Kvar=2752.6884 |  |  |  | Gen_PSA2 | [5 empty] | dssText.Command=['Generator.Gen_PSA2.Kv=' num2str(read(Gen_PSA2,’holdingregs’,2,5))]; | dssText.Command=['Generator.Gen_PSA2.Kv=' num2str(read(Gen_PSA1,’holdingregs’,1,5))];
New | Generator.Gen_PSA3 | Phases=1 | bus1=PSA.3 | Kv=7.2 | Kw=5100 | Model=1 | Kvar=2752.6884 |  |  |  | Gen_PSA3 | [5 empty] | dssText.Command=['Generator.Gen_PSA3.Kv=' num2str(read(Gen_PSA3,’holdingregs’,2,5))]; | dssText.Command=['Generator.Gen_PSA3.Kv=' num2str(read(Gen_PSA1,’holdingregs’,1,5))];

## Sheet2
[5 empty] | = modbus(‘tcpip’,’192.168.2. | ', 502); | read_ | = read( | , ‘holdingregs’, 1, 1, ’int32’)*1e-7; | regd( | ) |  |  |  |  | dssText.Command=[' |  | Load.Load_BIRCH_AQUARIUM3.Kv=' num2str(a.test)]; | .Kv=’ | num2str( | )]; | p( | )
[5 empty] | Initialize MODBUS Object |  | Read values from TI |  |  | Assign TI values to variable to manipulate | [5 empty] | Set nodes to equal new power
Pvsystem.PV_T_171_SEC1 | PV_T_171_SEC1 | PV_T_171_SEC1 | PV_T_171_SEC1 | 21 | PV_T_171_SEC1 = modbus(‘tcpip’,’192.168.2.21', 502); |  | read_PV_T_171_SEC1 = read(PV_T_171_SEC1, ‘holdingregs’, 1, 1, ’int32’)*1e-7; |  |  | 1 | regd(1) = read(PV_T_171_SEC1, ‘holdingregs’, 1, 1, ’int32’)*1e-7; |  |  |  |  | dssText.Command=['Pvsystem.PV_T_171_SEC1.Kv=’ num2str( | [5 empty] | 1 |  | dssText.Command=['Pvsystem.PV_T_171_SEC1.Kv=’ num2str(p(1))];
Pvsystem.PV_T_171_SEC2 | PV_T_171_SEC2 | PV_EBU2_LAB1 | PV_EBU2_LAB1 | 22 | PV_EBU2_LAB1 = modbus(‘tcpip’,’192.168.2.22', 502); |  | read_PV_EBU2_LAB1 = read(PV_EBU2_LAB1, ‘holdingregs’, 1, 1, ’int32’)*1e-7; |  |  | 2 | regd(2) = read(PV_EBU2_LAB1, ‘holdingregs’, 1, 1, ’int32’)*1e-7; |  |  |  |  | dssText.Command=['Pvsystem.PV_T_171_SEC2.Kv=’ num2str( | [5 empty] | 1 |  | dssText.Command=['Pvsystem.PV_T_171_SEC2.Kv=’ num2str(p(1))];
Pvsystem.PV_T_171_SEC3 | PV_T_171_SEC3 | PV_BIRCH_AQUARIUM1 | PV_BIRCH_AQUARIUM1 | 23 | PV_BIRCH_AQUARIUM1 = modbus(‘tcpip’,’192.168.2.23', 502); |  | read_PV_BIRCH_AQUARIUM1 = read(PV_BIRCH_AQUARIUM1, ‘holdingregs’, 1, 1, ’int32’)*1e-7; |  |  | 3 | regd(3) = read(PV_BIRCH_AQUARIUM1, ‘holdingregs’, 1, 1, ’int32’)*1e-7; |  |  |  |  | dssText.Command=['Pvsystem.PV_T_171_SEC3.Kv=’ num2str( | [5 empty] | 1 |  | dssText.Command=['Pvsystem.PV_T_171_SEC3.Kv=’ num2str(p(1))];
Pvsystem.PV_EBU2_LAB1 | PV_EBU2_LAB1 | PV_T_270_SEC1 | PV_T_270_SEC1 | 24 | PV_T_270_SEC1 = modbus(‘tcpip’,’192.168.2.24', 502); |  | read_PV_T_270_SEC1 = read(PV_T_270_SEC1, ‘holdingregs’, 1, 1, ’int32’)*1e-7; |  |  | 4 | regd(4) = read(PV_T_270_SEC1, ‘holdingregs’, 1, 1, ’int32’)*1e-7; |  |  |  |  | dssText.Command=['Pvsystem.PV_EBU2_LAB1.Kv=’ num2str( | [5 empty] | 2 |  | dssText.Command=['Pvsystem.PV_EBU2_LAB1.Kv=’ num2str(p(2))];
Pvsystem.PV_EBU2_LAB2 | PV_EBU2_LAB2 | PV_GILMAN_PARKING1 | PV_GILMAN_PARKING1 | 25 | PV_GILMAN_PARKING1 = modbus(‘tcpip’,’192.168.2.25', 502); |  | read_PV_GILMAN_PARKING1 = read(PV_GILMAN_PARKING1, ‘holdingregs’, 1, 1, ’int32’)*1e-7; |  |  | 5 | regd(5) = read(PV_GILMAN_PARKING1, ‘holdingregs’, 1, 1, ’int32’)*1e-7; |  |  |  |  | dssText.Command=['Pvsystem.PV_EBU2_LAB2.Kv=’ num2str( | [5 empty] | 2 |  | dssText.Command=['Pvsystem.PV_EBU2_LAB2.Kv=’ num2str(p(2))];
Pvsystem.PV_EBU2_LAB3 | PV_EBU2_LAB3 | PV_US_2_HOPKINS1 | PV_US_2_HOPKINS1 | 26 | PV_US_2_HOPKINS1 = modbus(‘tcpip’,’192.168.2.26', 502); |  | read_PV_US_2_HOPKINS1 = read(PV_US_2_HOPKINS1, ‘holdingregs’, 1, 1, ’int32’)*1e-7; |  |  | 6 | regd(6) = read(PV_US_2_HOPKINS1, ‘holdingregs’, 1, 1, ’int32’)*1e-7; |  |  |  |  | dssText.Command=['Pvsystem.PV_EBU2_LAB3.Kv=’ num2str( | [5 empty] | 2 |  | dssText.Command=['Pvsystem.PV_EBU2_LAB3.Kv=’ num2str(p(2))];
Pvsystem.PV_BIRCH_AQUARIUM1 | PV_BIRCH_AQUARIUM1 | PV_BIRCH_AQ1 | PV_BIRCH_AQ1 | 27 | PV_BIRCH_AQ1 = modbus(‘tcpip’,’192.168.2.27', 502); |  | read_PV_BIRCH_AQ1 = read(PV_BIRCH_AQ1, ‘holdingregs’, 1, 1, ’int32’)*1e-7; |  |  | 7 | regd(7) = read(PV_BIRCH_AQ1, ‘holdingregs’, 1, 1, ’int32’)*1e-7; |  |  |  |  | dssText.Command=['Pvsystem.PV_BIRCH_AQUARIUM1.Kv=’ num2str( | [5 empty] | 3 |  | dssText.Command=['Pvsystem.PV_BIRCH_AQUARIUM1.Kv=’ num2str(p(3))];
Pvsystem.PV_BIRCH_AQUARIUM2 | PV_BIRCH_AQUARIUM2 | PV_USS_A1 | PV_USS_A1 | 28 | PV_USS_A1 = modbus(‘tcpip’,’192.168.2.28', 502); |  | read_PV_USS_A1 = read(PV_USS_A1, ‘holdingregs’, 1, 1, ’int32’)*1e-7; |  |  | 8 | regd(8) = read(PV_USS_A1, ‘holdingregs’, 1, 1, ’int32’)*1e-7; |  |  |  |  | dssText.Command=['Pvsystem.PV_BIRCH_AQUARIUM2.Kv=’ num2str( | [5 empty] | 3 |  | dssText.Command=['Pvsystem.PV_BIRCH_AQUARIUM2.Kv=’ num2str(p(3))];
Pvsystem.PV_BIRCH_AQUARIUM3 | PV_BIRCH_AQUARIUM3 | PV_USS_B1 | PV_USS_B1 | 29 | PV_USS_B1 = modbus(‘tcpip’,’192.168.2.29', 502); |  | read_PV_USS_B1 = read(PV_USS_B1, ‘holdingregs’, 1, 1, ’int32’)*1e-7; |  |  | 9 | regd(9) = read(PV_USS_B1, ‘holdingregs’, 1, 1, ’int32’)*1e-7; |  |  |  |  | dssText.Command=['Pvsystem.PV_BIRCH_AQUARIUM3.Kv=’ num2str( | [5 empty] | 3 |  | dssText.Command=['Pvsystem.PV_BIRCH_AQUARIUM3.Kv=’ num2str(p(3))];
Pvsystem.PV_T_270_SEC1 | PV_T_270_SEC1 | PV_USS_C_PC1 | PV_USS_C_PC1 | 30 | PV_USS_C_PC1 = modbus(‘tcpip’,’192.168.2.30', 502); |  | read_PV_USS_C_PC1 = read(PV_USS_C_PC1, ‘holdingregs’, 1, 1, ’int32’)*1e-7; |  |  | 10 | regd(10) = read(PV_USS_C_PC1, ‘holdingregs’, 1, 1, ’int32’)*1e-7; |  |  |  |  | dssText.Command=['Pvsystem.PV_T_270_SEC1.Kv=’ num2str( | [5 empty] | 4 |  | dssText.Command=['Pvsystem.PV_T_270_SEC1.Kv=’ num2str(p(4))];
Pvsystem.PV_T_270_SEC2 | PV_T_270_SEC2 | Load_MCSS_MB1 | Load_MCSS_MB1 | 31 | Load_MCSS_MB1 = modbus(‘tcpip’,’192.168.2.31', 502); |  | read_Load_MCSS_MB1 = read(Load_MCSS_MB1, ‘holdingregs’, 1, 1, ’int32’)*1e-7; |  |  | 11 | regd(11) = read(Load_MCSS_MB1, ‘holdingregs’, 1, 1, ’int32’)*1e-7; |  |  |  |  | dssText.Command=['Pvsystem.PV_T_270_SEC2.Kv=’ num2str( | [5 empty] | 4 |  | dssText.Command=['Pvsystem.PV_T_270_SEC2.Kv=’ num2str(p(4))];
Pvsystem.PV_T_270_SEC3 | PV_T_270_SEC3 | Load_MCSS_MA1 | Load_MCSS_MA1 | 32 | Load_MCSS_MA1 = modbus(‘tcpip’,’192.168.2.32', 502); |  | read_Load_MCSS_MA1 = read(Load_MCSS_MA1, ‘holdingregs’, 1, 1, ’int32’)*1e-7; |  |  | 12 | regd(12) = read(Load_MCSS_MA1, ‘holdingregs’, 1, 1, ’int32’)*1e-7; |  |  |  |  | dssText.Command=['Pvsystem.PV_T_270_SEC3.Kv=’ num2str( | [5 empty] | 4 |  | dssText.Command=['Pvsystem.PV_T_270_SEC3.Kv=’ num2str(p(4))];
Pvsystem.PV_GILMAN_PARKING1 | PV_GILMAN_PARKING1 | Load_MCSS_MC1 | Load_MCSS_MC1 | 33 | Load_MCSS_MC1 = modbus(‘tcpip’,’192.168.2.33', 502); |  | read_Load_MCSS_MC1 = read(Load_MCSS_MC1, ‘holdingregs’, 1, 1, ’int32’)*1e-7; |  |  | 13 | regd(13) = read(Load_MCSS_MC1, ‘holdingregs’, 1, 1, ’int32’)*1e-7; |  |  |  |  | dssText.Command=['Pvsystem.PV_GILMAN_PARKING1.Kv=’ num2str( | [5 empty] | 5 |  | dssText.Command=['Pvsystem.PV_GILMAN_PARKING1.Kv=’ num2str(p(5))];
Pvsystem.PV_GILMAN_PARKING2 | PV_GILMAN_PARKING2 | Load_EAST_CAMPUS_11 | Load_EAST_CAMPUS_11 | 34 | Load_EAST_CAMPUS_11 = modbus(‘tcpip’,’192.168.2.34', 502); |  | read_Load_EAST_CAMPUS_11 = read(Load_EAST_CAMPUS_11, ‘holdingregs’, 1, 1, ’int32’)*1e-7; |  |  | 14 | regd(14) = read(Load_EAST_CAMPUS_11, ‘holdingregs’, 1, 1, ’int32’)*1e-7; |  |  |  |  | dssText.Command=['Pvsystem.PV_GILMAN_PARKING2.Kv=’ num2str( | [5 empty] | 5 |  | dssText.Command=['Pvsystem.PV_GILMAN_PARKING2.Kv=’ num2str(p(5))];
Pvsystem.PV_GILMAN_PARKING3 | PV_GILMAN_PARKING3 | Load_PSB1 | Load_PSB1 | 35 | Load_PSB1 = modbus(‘tcpip’,’192.168.2.35', 502); |  | read_Load_PSB1 = read(Load_PSB1, ‘holdingregs’, 1, 1, ’int32’)*1e-7; |  |  | 15 | regd(15) = read(Load_PSB1, ‘holdingregs’, 1, 1, ’int32’)*1e-7; |  |  |  |  | dssText.Command=['Pvsystem.PV_GILMAN_PARKING3.Kv=’ num2str( | [5 empty] | 5 |  | dssText.Command=['Pvsystem.PV_GILMAN_PARKING3.Kv=’ num2str(p(5))];
Pvsystem.PV_US_2_HOPKINS1 | PV_US_2_HOPKINS1 | Load_PRI_BIO_MED1 | Load_PRI_BIO_MED1 | 36 | Load_PRI_BIO_MED1 = modbus(‘tcpip’,’192.168.2.36', 502); |  | read_Load_PRI_BIO_MED1 = read(Load_PRI_BIO_MED1, ‘holdingregs’, 1, 1, ’int32’)*1e-7; |  |  | 16 | regd(16) = read(Load_PRI_BIO_MED1, ‘holdingregs’, 1, 1, ’int32’)*1e-7; |  |  |  |  | dssText.Command=['Pvsystem.PV_US_2_HOPKINS1.Kv=’ num2str( | [5 empty] | 6 |  | dssText.Command=['Pvsystem.PV_US_2_HOPKINS1.Kv=’ num2str(p(6))];
Pvsystem.PV_US_2_HOPKINS2 | PV_US_2_HOPKINS2 | Load_SS_64_SIO1 | Load_SS_64_SIO1 | 37 | Load_SS_64_SIO1 = modbus(‘tcpip’,’192.168.2.37', 502); |  | read_Load_SS_64_SIO1 = read(Load_SS_64_SIO1, ‘holdingregs’, 1, 1, ’int32’)*1e-7; |  |  | 17 | regd(17) = read(Load_SS_64_SIO1, ‘holdingregs’, 1, 1, ’int32’)*1e-7; |  |  |  |  | dssText.Command=['Pvsystem.PV_US_2_HOPKINS2.Kv=’ num2str( | [5 empty] | 6 |  | dssText.Command=['Pvsystem.PV_US_2_HOPKINS2.Kv=’ num2str(p(6))];
Pvsystem.PV_US_2_HOPKINS3 | PV_US_2_HOPKINS3 | Load_BLACK_BOX_PRI1 | Load_BLACK_BOX_PRI1 | 38 | Load_BLACK_BOX_PRI1 = modbus(‘tcpip’,’192.168.2.38', 502); |  | read_Load_BLACK_BOX_PRI1 = read(Load_BLACK_BOX_PRI1, ‘holdingregs’, 1, 1, ’int32’)*1e-7; |  |  | 18 | regd(18) = read(Load_BLACK_BOX_PRI1, ‘holdingregs’, 1, 1, ’int32’)*1e-7; |  |  |  |  | dssText.Command=['Pvsystem.PV_US_2_HOPKINS3.Kv=’ num2str( | [5 empty] | 6 |  | dssText.Command=['Pvsystem.PV_US_2_HOPKINS3.Kv=’ num2str(p(6))];
Pvsystem.PV_BIRCH_AQ1 | PV_BIRCH_AQ1 | Load_BLDG_3B_12KV1 | Load_BLDG_3B_12KV1 | 39 | Load_BLDG_3B_12KV1 = modbus(‘tcpip’,’192.168.2.39', 502); |  | read_Load_BLDG_3B_12KV1 = read(Load_BLDG_3B_12KV1, ‘holdingregs’, 1, 1, ’int32’)*1e-7; |  |  | 19 | regd(19) = read(Load_BLDG_3B_12KV1, ‘holdingregs’, 1, 1, ’int32’)*1e-7; |  |  |  |  | dssText.Command=['Pvsystem.PV_BIRCH_AQ1.Kv=’ num2str( | [5 empty] | 7 |  | dssText.Command=['Pvsystem.PV_BIRCH_AQ1.Kv=’ num2str(p(7))];
Pvsystem.PV_BIRCH_AQ2 | PV_BIRCH_AQ2 | Load_BLDG_3B_151 | Load_BLDG_3B_151 | 40 | Load_BLDG_3B_151 = modbus(‘tcpip’,’192.168.2.40', 502); |  | read_Load_BLDG_3B_151 = read(Load_BLDG_3B_151, ‘holdingregs’, 1, 1, ’int32’)*1e-7; |  |  | 20 | regd(20) = read(Load_BLDG_3B_151, ‘holdingregs’, 1, 1, ’int32’)*1e-7; |  |  |  |  | dssText.Command=['Pvsystem.PV_BIRCH_AQ2.Kv=’ num2str( | [5 empty] | 7 |  | dssText.Command=['Pvsystem.PV_BIRCH_AQ2.Kv=’ num2str(p(7))];
Pvsystem.PV_BIRCH_AQ3 | PV_BIRCH_AQ3 | Load_SS_36_RC1 | Load_SS_36_RC1 | 41 | Load_SS_36_RC1 = modbus(‘tcpip’,’192.168.2.41', 502); |  | read_Load_SS_36_RC1 = read(Load_SS_36_RC1, ‘holdingregs’, 1, 1, ’int32’)*1e-7; |  |  | 21 | regd(21) = read(Load_SS_36_RC1, ‘holdingregs’, 1, 1, ’int32’)*1e-7; |  |  |  |  | dssText.Command=['Pvsystem.PV_BIRCH_AQ3.Kv=’ num2str( | [5 empty] | 7 |  | dssText.Command=['Pvsystem.PV_BIRCH_AQ3.Kv=’ num2str(p(7))];
Pvsystem.PV_USS_A1 | PV_USS_A1 | Load_N_CAMPUS_B1 | Load_N_CAMPUS_B1 | 42 | Load_N_CAMPUS_B1 = modbus(‘tcpip’,’192.168.2.42', 502); |  | read_Load_N_CAMPUS_B1 = read(Load_N_CAMPUS_B1, ‘holdingregs’, 1, 1, ’int32’)*1e-7; |  |  | 22 | regd(22) = read(Load_N_CAMPUS_B1, ‘holdingregs’, 1, 1, ’int32’)*1e-7; |  |  |  |  | dssText.Command=['Pvsystem.PV_USS_A1.Kv=’ num2str( | [5 empty] | 8 |  | dssText.Command=['Pvsystem.PV_USS_A1.Kv=’ num2str(p(8))];
Pvsystem.PV_USS_A2 | PV_USS_A2 | Load_N_CAMPUS_C1 | Load_N_CAMPUS_C1 | 43 | Load_N_CAMPUS_C1 = modbus(‘tcpip’,’192.168.2.43', 502); |  | read_Load_N_CAMPUS_C1 = read(Load_N_CAMPUS_C1, ‘holdingregs’, 1, 1, ’int32’)*1e-7; |  |  | 23 | regd(23) = read(Load_N_CAMPUS_C1, ‘holdingregs’, 1, 1, ’int32’)*1e-7; |  |  |  |  | dssText.Command=['Pvsystem.PV_USS_A2.Kv=’ num2str( | [5 empty] | 8 |  | dssText.Command=['Pvsystem.PV_USS_A2.Kv=’ num2str(p(8))];
Pvsystem.PV_USS_A3 | PV_USS_A3 | Load_BUS_NC171 | Load_BUS_NC171 | 44 | Load_BUS_NC171 = modbus(‘tcpip’,’192.168.2.44', 502); |  | read_Load_BUS_NC171 = read(Load_BUS_NC171, ‘holdingregs’, 1, 1, ’int32’)*1e-7; |  |  | 24 | regd(24) = read(Load_BUS_NC171, ‘holdingregs’, 1, 1, ’int32’)*1e-7; |  |  |  |  | dssText.Command=['Pvsystem.PV_USS_A3.Kv=’ num2str( | [5 empty] | 8 |  | dssText.Command=['Pvsystem.PV_USS_A3.Kv=’ num2str(p(8))];
Pvsystem.PV_USS_B1 | PV_USS_B1 | Load_N_CAMPUS_A1 | Load_N_CAMPUS_A1 | 45 | Load_N_CAMPUS_A1 = modbus(‘tcpip’,’192.168.2.45', 502); |  | read_Load_N_CAMPUS_A1 = read(Load_N_CAMPUS_A1, ‘holdingregs’, 1, 1, ’int32’)*1e-7; |  |  | 25 | regd(25) = read(Load_N_CAMPUS_A1, ‘holdingregs’, 1, 1, ’int32’)*1e-7; |  |  |  |  | dssText.Command=['Pvsystem.PV_USS_B1.Kv=’ num2str( | [5 empty] | 9 |  | dssText.Command=['Pvsystem.PV_USS_B1.Kv=’ num2str(p(9))];
Pvsystem.PV_USS_B2 | PV_USS_B2 | Load_BUS_T_238_PRI1 | Load_BUS_T_238_PRI1 | 46 | Load_BUS_T_238_PRI1 = modbus(‘tcpip’,’192.168.2.46', 502); |  | read_Load_BUS_T_238_PRI1 = read(Load_BUS_T_238_PRI1, ‘holdingregs’, 1, 1, ’int32’)*1e-7; |  |  | 26 | regd(26) = read(Load_BUS_T_238_PRI1, ‘holdingregs’, 1, 1, ’int32’)*1e-7; |  |  |  |  | dssText.Command=['Pvsystem.PV_USS_B2.Kv=’ num2str( | [5 empty] | 9 |  | dssText.Command=['Pvsystem.PV_USS_B2.Kv=’ num2str(p(9))];
Pvsystem.PV_USS_B3 | PV_USS_B3 | Load_REVELLE_21 | Load_REVELLE_21 | 47 | Load_REVELLE_21 = modbus(‘tcpip’,’192.168.2.47', 502); |  | read_Load_REVELLE_21 = read(Load_REVELLE_21, ‘holdingregs’, 1, 1, ’int32’)*1e-7; |  |  | 27 | regd(27) = read(Load_REVELLE_21, ‘holdingregs’, 1, 1, ’int32’)*1e-7; |  |  |  |  | dssText.Command=['Pvsystem.PV_USS_B3.Kv=’ num2str( | [5 empty] | 9 |  | dssText.Command=['Pvsystem.PV_USS_B3.Kv=’ num2str(p(9))];
Pvsystem.PV_USS_C_PC1 | PV_USS_C_PC1 | Load_REVELLE_11 | Load_REVELLE_11 | 48 | Load_REVELLE_11 = modbus(‘tcpip’,’192.168.2.48', 502); |  | read_Load_REVELLE_11 = read(Load_REVELLE_11, ‘holdingregs’, 1, 1, ’int32’)*1e-7; |  |  | 28 | regd(28) = read(Load_REVELLE_11, ‘holdingregs’, 1, 1, ’int32’)*1e-7; |  |  |  |  | dssText.Command=['Pvsystem.PV_USS_C_PC1.Kv=’ num2str( | [5 empty] | 10 |  | dssText.Command=['Pvsystem.PV_USS_C_PC1.Kv=’ num2str(p(10))];
Pvsystem.PV_USS_C_PC2 | PV_USS_C_PC2 | Load_E_1_5_111 | Load_E_1_5_111 | 49 | Load_E_1_5_111 = modbus(‘tcpip’,’192.168.2.49', 502); |  | read_Load_E_1_5_111 = read(Load_E_1_5_111, ‘holdingregs’, 1, 1, ’int32’)*1e-7; |  |  | 29 | regd(29) = read(Load_E_1_5_111, ‘holdingregs’, 1, 1, ’int32’)*1e-7; |  |  |  |  | dssText.Command=['Pvsystem.PV_USS_C_PC2.Kv=’ num2str( | [5 empty] | 10 |  | dssText.Command=['Pvsystem.PV_USS_C_PC2.Kv=’ num2str(p(10))];
Pvsystem.PV_USS_C_PC3 | PV_USS_C_PC3 | Load_E_1_9_2_3051 | Load_E_1_9_2_3051 | 50 | Load_E_1_9_2_3051 = modbus(‘tcpip’,’192.168.2.50', 502); |  | read_Load_E_1_9_2_3051 = read(Load_E_1_9_2_3051, ‘holdingregs’, 1, 1, ’int32’)*1e-7; |  |  | 30 | regd(30) = read(Load_E_1_9_2_3051, ‘holdingregs’, 1, 1, ’int32’)*1e-7; |  |  |  |  | dssText.Command=['Pvsystem.PV_USS_C_PC3.Kv=’ num2str( | [5 empty] | 10 |  | dssText.Command=['Pvsystem.PV_USS_C_PC3.Kv=’ num2str(p(10))];
Load.Load_MCSS_MB1 | Load_MCSS_MB1 | Load_E_1_7_81 | Load_E_1_7_81 | 51 | Load_E_1_7_81 = modbus(‘tcpip’,’192.168.2.51', 502); |  | read_Load_E_1_7_81 = read(Load_E_1_7_81, ‘holdingregs’, 1, 1, ’int32’)*1e-7; |  |  | 31 | regd(31) = read(Load_E_1_7_81, ‘holdingregs’, 1, 1, ’int32’)*1e-7; |  |  |  |  | dssText.Command=['Load.Load_MCSS_MB1.Kv=’ num2str( | [5 empty] | 11 |  | dssText.Command=['Load.Load_MCSS_MB1.Kv=’ num2str(p(11))];
Load.Load_MCSS_MB2 | Load_MCSS_MB2 | Load_E_1_9_111 | Load_E_1_9_111 | 52 | Load_E_1_9_111 = modbus(‘tcpip’,’192.168.2.52', 502); |  | read_Load_E_1_9_111 = read(Load_E_1_9_111, ‘holdingregs’, 1, 1, ’int32’)*1e-7; |  |  | 32 | regd(32) = read(Load_E_1_9_111, ‘holdingregs’, 1, 1, ’int32’)*1e-7; |  |  |  |  | dssText.Command=['Load.Load_MCSS_MB2.Kv=’ num2str( | [5 empty] | 11 |  | dssText.Command=['Load.Load_MCSS_MB2.Kv=’ num2str(p(11))];
Load.Load_MCSS_MB3 | Load_MCSS_MB3 | Load_E_1_9_81 | Load_E_1_9_81 | 53 | Load_E_1_9_81 = modbus(‘tcpip’,’192.168.2.53', 502); |  | read_Load_E_1_9_81 = read(Load_E_1_9_81, ‘holdingregs’, 1, 1, ’int32’)*1e-7; |  |  | 33 | regd(33) = read(Load_E_1_9_81, ‘holdingregs’, 1, 1, ’int32’)*1e-7; |  |  |  |  | dssText.Command=['Load.Load_MCSS_MB3.Kv=’ num2str( | [5 empty] | 11 |  | dssText.Command=['Load.Load_MCSS_MB3.Kv=’ num2str(p(11))];
Load.Load_MCSS_MA1 | Load_MCSS_MA1 | Load_E_10_10_2021 | Load_E_10_10_2021 | 54 | Load_E_10_10_2021 = modbus(‘tcpip’,’192.168.2.54', 502); |  | read_Load_E_10_10_2021 = read(Load_E_10_10_2021, ‘holdingregs’, 1, 1, ’int32’)*1e-7; |  |  | 34 | regd(34) = read(Load_E_10_10_2021, ‘holdingregs’, 1, 1, ’int32’)*1e-7; |  |  |  |  | dssText.Command=['Load.Load_MCSS_MA1.Kv=’ num2str( | [5 empty] | 12 |  | dssText.Command=['Load.Load_MCSS_MA1.Kv=’ num2str(p(12))];
Load.Load_MCSS_MA2 | Load_MCSS_MA2 | Load_E_10_11_14_1091 | Load_E_10_11_14_1091 | 55 | Load_E_10_11_14_1091 = modbus(‘tcpip’,’192.168.2.55', 502); |  | read_Load_E_10_11_14_1091 = read(Load_E_10_11_14_1091, ‘holdingregs’, 1, 1, ’int32’)*1e-7; |  |  | 35 | regd(35) = read(Load_E_10_11_14_1091, ‘holdingregs’, 1, 1, ’int32’)*1e-7; |  |  |  |  | dssText.Command=['Load.Load_MCSS_MA2.Kv=’ num2str( | [5 empty] | 12 |  | dssText.Command=['Load.Load_MCSS_MA2.Kv=’ num2str(p(12))];
Load.Load_MCSS_MA3 | Load_MCSS_MA3 | Load_SIO_2_SUB1 | Load_SIO_2_SUB1 | 56 | Load_SIO_2_SUB1 = modbus(‘tcpip’,’192.168.2.56', 502); |  | read_Load_SIO_2_SUB1 = read(Load_SIO_2_SUB1, ‘holdingregs’, 1, 1, ’int32’)*1e-7; |  |  | 36 | regd(36) = read(Load_SIO_2_SUB1, ‘holdingregs’, 1, 1, ’int32’)*1e-7; |  |  |  |  | dssText.Command=['Load.Load_MCSS_MA3.Kv=’ num2str( | [5 empty] | 12 |  | dssText.Command=['Load.Load_MCSS_MA3.Kv=’ num2str(p(12))];
Load.Load_MCSS_MC1 | Load_MCSS_MC1 | Load_SIO_1_SUB1 | Load_SIO_1_SUB1 | 57 | Load_SIO_1_SUB1 = modbus(‘tcpip’,’192.168.2.57', 502); |  | read_Load_SIO_1_SUB1 = read(Load_SIO_1_SUB1, ‘holdingregs’, 1, 1, ’int32’)*1e-7; |  |  | 37 | regd(37) = read(Load_SIO_1_SUB1, ‘holdingregs’, 1, 1, ’int32’)*1e-7; |  |  |  |  | dssText.Command=['Load.Load_MCSS_MC1.Kv=’ num2str( | [5 empty] | 13 |  | dssText.Command=['Load.Load_MCSS_MC1.Kv=’ num2str(p(13))];
Load.Load_MCSS_MC2 | Load_MCSS_MC2 | Load_SS_83_MC_151 | Load_SS_83_MC_151 | 58 | Load_SS_83_MC_151 = modbus(‘tcpip’,’192.168.2.58', 502); |  | read_Load_SS_83_MC_151 = read(Load_SS_83_MC_151, ‘holdingregs’, 1, 1, ’int32’)*1e-7; |  |  | 38 | regd(38) = read(Load_SS_83_MC_151, ‘holdingregs’, 1, 1, ’int32’)*1e-7; |  |  |  |  | dssText.Command=['Load.Load_MCSS_MC2.Kv=’ num2str( | [5 empty] | 13 |  | dssText.Command=['Load.Load_MCSS_MC2.Kv=’ num2str(p(13))];
Load.Load_MCSS_MC3 | Load_MCSS_MC3 | Load_E_2_6_121 | Load_E_2_6_121 | 59 | Load_E_2_6_121 = modbus(‘tcpip’,’192.168.2.59', 502); |  | read_Load_E_2_6_121 = read(Load_E_2_6_121, ‘holdingregs’, 1, 1, ’int32’)*1e-7; |  |  | 39 | regd(39) = read(Load_E_2_6_121, ‘holdingregs’, 1, 1, ’int32’)*1e-7; |  |  |  |  | dssText.Command=['Load.Load_MCSS_MC3.Kv=’ num2str( | [5 empty] | 13 |  | dssText.Command=['Load.Load_MCSS_MC3.Kv=’ num2str(p(13))];
Load.Load_EAST_CAMPUS_11 | Load_EAST_CAMPUS_11 | Load_E_2_9_151 | Load_E_2_9_151 | 60 | Load_E_2_9_151 = modbus(‘tcpip’,’192.168.2.60', 502); |  | read_Load_E_2_9_151 = read(Load_E_2_9_151, ‘holdingregs’, 1, 1, ’int32’)*1e-7; |  |  | 40 | regd(40) = read(Load_E_2_9_151, ‘holdingregs’, 1, 1, ’int32’)*1e-7; |  |  |  |  | dssText.Command=['Load.Load_EAST_CAMPUS_11.Kv=’ num2str( | [5 empty] | 14 |  | dssText.Command=['Load.Load_EAST_CAMPUS_11.Kv=’ num2str(p(14))];
Load.Load_EAST_CAMPUS_12 | Load_EAST_CAMPUS_12 | Load_EAST_CAMPUS_31 | Load_EAST_CAMPUS_31 | 61 | Load_EAST_CAMPUS_31 = modbus(‘tcpip’,’192.168.2.61', 502); |  | read_Load_EAST_CAMPUS_31 = read(Load_EAST_CAMPUS_31, ‘holdingregs’, 1, 1, ’int32’)*1e-7; |  |  | 41 | regd(41) = read(Load_EAST_CAMPUS_31, ‘holdingregs’, 1, 1, ’int32’)*1e-7; |  |  |  |  | dssText.Command=['Load.Load_EAST_CAMPUS_12.Kv=’ num2str( | [5 empty] | 14 |  | dssText.Command=['Load.Load_EAST_CAMPUS_12.Kv=’ num2str(p(14))];
Load.Load_EAST_CAMPUS_13 | Load_EAST_CAMPUS_13 | Load_E_5_5_4361 | Load_E_5_5_4361 | 62 | Load_E_5_5_4361 = modbus(‘tcpip’,’192.168.2.62', 502); |  | read_Load_E_5_5_4361 = read(Load_E_5_5_4361, ‘holdingregs’, 1, 1, ’int32’)*1e-7; |  |  | 42 | regd(42) = read(Load_E_5_5_4361, ‘holdingregs’, 1, 1, ’int32’)*1e-7; |  |  |  |  | dssText.Command=['Load.Load_EAST_CAMPUS_13.Kv=’ num2str( | [5 empty] | 14 |  | dssText.Command=['Load.Load_EAST_CAMPUS_13.Kv=’ num2str(p(14))];
Load.Load_PSB1 | Load_PSB1 | Load_E_7_1_71 | Load_E_7_1_71 | 63 | Load_E_7_1_71 = modbus(‘tcpip’,’192.168.2.63', 502); |  | read_Load_E_7_1_71 = read(Load_E_7_1_71, ‘holdingregs’, 1, 1, ’int32’)*1e-7; |  |  | 43 | regd(43) = read(Load_E_7_1_71, ‘holdingregs’, 1, 1, ’int32’)*1e-7; |  |  |  |  | dssText.Command=['Load.Load_PSB1.Kv=’ num2str( | [5 empty] | 15 |  | dssText.Command=['Load.Load_PSB1.Kv=’ num2str(p(15))];
Load.Load_PSB2 | Load_PSB2 | Load_E_7_11_171 | Load_E_7_11_171 | 64 | Load_E_7_11_171 = modbus(‘tcpip’,’192.168.2.64', 502); |  | read_Load_E_7_11_171 = read(Load_E_7_11_171, ‘holdingregs’, 1, 1, ’int32’)*1e-7; |  |  | 44 | regd(44) = read(Load_E_7_11_171, ‘holdingregs’, 1, 1, ’int32’)*1e-7; |  |  |  |  | dssText.Command=['Load.Load_PSB2.Kv=’ num2str( | [5 empty] | 15 |  | dssText.Command=['Load.Load_PSB2.Kv=’ num2str(p(15))];
Load.Load_PSB3 | Load_PSB3 | Load_E_7_17_171 | Load_E_7_17_171 | 65 | Load_E_7_17_171 = modbus(‘tcpip’,’192.168.2.65', 502); |  | read_Load_E_7_17_171 = read(Load_E_7_17_171, ‘holdingregs’, 1, 1, ’int32’)*1e-7; |  |  | 45 | regd(45) = read(Load_E_7_17_171, ‘holdingregs’, 1, 1, ’int32’)*1e-7; |  |  |  |  | dssText.Command=['Load.Load_PSB3.Kv=’ num2str( | [5 empty] | 15 |  | dssText.Command=['Load.Load_PSB3.Kv=’ num2str(p(15))];
Load.Load_PRI_BIO_MED1 | Load_PRI_BIO_MED1 | Load_E_7_19_171 | Load_E_7_19_171 | 66 | Load_E_7_19_171 = modbus(‘tcpip’,’192.168.2.66', 502); |  | read_Load_E_7_19_171 = read(Load_E_7_19_171, ‘holdingregs’, 1, 1, ’int32’)*1e-7; |  |  | 46 | regd(46) = read(Load_E_7_19_171, ‘holdingregs’, 1, 1, ’int32’)*1e-7; |  |  |  |  | dssText.Command=['Load.Load_PRI_BIO_MED1.Kv=’ num2str( | [5 empty] | 16 |  | dssText.Command=['Load.Load_PRI_BIO_MED1.Kv=’ num2str(p(16))];
Load.Load_PRI_BIO_MED2 | Load_PRI_BIO_MED2 | Load_SS_42_WC1 | Load_SS_42_WC1 | 67 | Load_SS_42_WC1 = modbus(‘tcpip’,’192.168.2.67', 502); |  | read_Load_SS_42_WC1 = read(Load_SS_42_WC1, ‘holdingregs’, 1, 1, ’int32’)*1e-7; |  |  | 47 | regd(47) = read(Load_SS_42_WC1, ‘holdingregs’, 1, 1, ’int32’)*1e-7; |  |  |  |  | dssText.Command=['Load.Load_PRI_BIO_MED2.Kv=’ num2str( | [5 empty] | 16 |  | dssText.Command=['Load.Load_PRI_BIO_MED2.Kv=’ num2str(p(16))];
Load.Load_PRI_BIO_MED3 | Load_PRI_BIO_MED3 | Load_EBU2_LAB_PRI1 | Load_EBU2_LAB_PRI1 | 68 | Load_EBU2_LAB_PRI1 = modbus(‘tcpip’,’192.168.2.68', 502); |  | read_Load_EBU2_LAB_PRI1 = read(Load_EBU2_LAB_PRI1, ‘holdingregs’, 1, 1, ’int32’)*1e-7; |  |  | 48 | regd(48) = read(Load_EBU2_LAB_PRI1, ‘holdingregs’, 1, 1, ’int32’)*1e-7; |  |  |  |  | dssText.Command=['Load.Load_PRI_BIO_MED3.Kv=’ num2str( | [5 empty] | 16 |  | dssText.Command=['Load.Load_PRI_BIO_MED3.Kv=’ num2str(p(16))];
Load.Load_SS_64_SIO1 | Load_SS_64_SIO1 | Load_SW_T_0951 | Load_SW_T_0951 | 69 | Load_SW_T_0951 = modbus(‘tcpip’,’192.168.2.69', 502); |  | read_Load_SW_T_0951 = read(Load_SW_T_0951, ‘holdingregs’, 1, 1, ’int32’)*1e-7; |  |  | 49 | regd(49) = read(Load_SW_T_0951, ‘holdingregs’, 1, 1, ’int32’)*1e-7; |  |  |  |  | dssText.Command=['Load.Load_SS_64_SIO1.Kv=’ num2str( | [5 empty] | 17 |  | dssText.Command=['Load.Load_SS_64_SIO1.Kv=’ num2str(p(17))];
Load.Load_SS_64_SIO2 | Load_SS_64_SIO2 | Load_PSA1 | Load_PSA1 | 70 | Load_PSA1 = modbus(‘tcpip’,’192.168.2.70', 502); |  | read_Load_PSA1 = read(Load_PSA1, ‘holdingregs’, 1, 1, ’int32’)*1e-7; |  |  | 50 | regd(50) = read(Load_PSA1, ‘holdingregs’, 1, 1, ’int32’)*1e-7; |  |  |  |  | dssText.Command=['Load.Load_SS_64_SIO2.Kv=’ num2str( | [5 empty] | 17 |  | dssText.Command=['Load.Load_SS_64_SIO2.Kv=’ num2str(p(17))];
Load.Load_SS_64_SIO3 | Load_SS_64_SIO3 | Load_BUS_T_179_PRI1 | Load_BUS_T_179_PRI1 | 71 | Load_BUS_T_179_PRI1 = modbus(‘tcpip’,’192.168.2.71', 502); |  | read_Load_BUS_T_179_PRI1 = read(Load_BUS_T_179_PRI1, ‘holdingregs’, 1, 1, ’int32’)*1e-7; |  |  | 51 | regd(51) = read(Load_BUS_T_179_PRI1, ‘holdingregs’, 1, 1, ’int32’)*1e-7; |  |  |  |  | dssText.Command=['Load.Load_SS_64_SIO3.Kv=’ num2str( | [5 empty] | 17 |  | dssText.Command=['Load.Load_SS_64_SIO3.Kv=’ num2str(p(17))];
Load.Load_BLACK_BOX_PRI1 | Load_BLACK_BOX_PRI1 | Load_BUS_T_345_PRI1 | Load_BUS_T_345_PRI1 | 72 | Load_BUS_T_345_PRI1 = modbus(‘tcpip’,’192.168.2.72', 502); |  | read_Load_BUS_T_345_PRI1 = read(Load_BUS_T_345_PRI1, ‘holdingregs’, 1, 1, ’int32’)*1e-7; |  |  | 52 | regd(52) = read(Load_BUS_T_345_PRI1, ‘holdingregs’, 1, 1, ’int32’)*1e-7; |  |  |  |  | dssText.Command=['Load.Load_BLACK_BOX_PRI1.Kv=’ num2str( | [5 empty] | 18 |  | dssText.Command=['Load.Load_BLACK_BOX_PRI1.Kv=’ num2str(p(18))];
Load.Load_BLACK_BOX_PRI2 | Load_BLACK_BOX_PRI2 | Load_SS_31_RC1 | Load_SS_31_RC1 | 73 | Load_SS_31_RC1 = modbus(‘tcpip’,’192.168.2.73', 502); |  | read_Load_SS_31_RC1 = read(Load_SS_31_RC1, ‘holdingregs’, 1, 1, ’int32’)*1e-7; |  |  | 53 | regd(53) = read(Load_SS_31_RC1, ‘holdingregs’, 1, 1, ’int32’)*1e-7; |  |  |  |  | dssText.Command=['Load.Load_BLACK_BOX_PRI2.Kv=’ num2str( | [5 empty] | 18 |  | dssText.Command=['Load.Load_BLACK_BOX_PRI2.Kv=’ num2str(p(18))];
Load.Load_BLACK_BOX_PRI3 | Load_BLACK_BOX_PRI3 | Load_SS_30_RC1 | Load_SS_30_RC1 | 74 | Load_SS_30_RC1 = modbus(‘tcpip’,’192.168.2.74', 502); |  | read_Load_SS_30_RC1 = read(Load_SS_30_RC1, ‘holdingregs’, 1, 1, ’int32’)*1e-7; |  |  | 54 | regd(54) = read(Load_SS_30_RC1, ‘holdingregs’, 1, 1, ’int32’)*1e-7; |  |  |  |  | dssText.Command=['Load.Load_BLACK_BOX_PRI3.Kv=’ num2str( | [5 empty] | 18 |  | dssText.Command=['Load.Load_BLACK_BOX_PRI3.Kv=’ num2str(p(18))];
Load.Load_BLDG_3B_12KV1 | Load_BLDG_3B_12KV1 | Load_SB_B2A1 | Load_SB_B2A1 | 75 | Load_SB_B2A1 = modbus(‘tcpip’,’192.168.2.75', 502); |  | read_Load_SB_B2A1 = read(Load_SB_B2A1, ‘holdingregs’, 1, 1, ’int32’)*1e-7; |  |  | 55 | regd(55) = read(Load_SB_B2A1, ‘holdingregs’, 1, 1, ’int32’)*1e-7; |  |  |  |  | dssText.Command=['Load.Load_BLDG_3B_12KV1.Kv=’ num2str( | [5 empty] | 19 |  | dssText.Command=['Load.Load_BLDG_3B_12KV1.Kv=’ num2str(p(19))];
Load.Load_BLDG_3B_12KV2 | Load_BLDG_3B_12KV2 | Load_SS_52_SIO1 | Load_SS_52_SIO1 | 76 | Load_SS_52_SIO1 = modbus(‘tcpip’,’192.168.2.76', 502); |  | read_Load_SS_52_SIO1 = read(Load_SS_52_SIO1, ‘holdingregs’, 1, 1, ’int32’)*1e-7; |  |  | 56 | regd(56) = read(Load_SS_52_SIO1, ‘holdingregs’, 1, 1, ’int32’)*1e-7; |  |  |  |  | dssText.Command=['Load.Load_BLDG_3B_12KV2.Kv=’ num2str( | [5 empty] | 19 |  | dssText.Command=['Load.Load_BLDG_3B_12KV2.Kv=’ num2str(p(19))];
Load.Load_BLDG_3B_12KV3 | Load_BLDG_3B_12KV3 | Load_SS_82_WC1 | Load_SS_82_WC1 | 77 | Load_SS_82_WC1 = modbus(‘tcpip’,’192.168.2.77', 502); |  | read_Load_SS_82_WC1 = read(Load_SS_82_WC1, ‘holdingregs’, 1, 1, ’int32’)*1e-7; |  |  | 57 | regd(57) = read(Load_SS_82_WC1, ‘holdingregs’, 1, 1, ’int32’)*1e-7; |  |  |  |  | dssText.Command=['Load.Load_BLDG_3B_12KV3.Kv=’ num2str( | [5 empty] | 19 |  | dssText.Command=['Load.Load_BLDG_3B_12KV3.Kv=’ num2str(p(19))];
Load.Load_BLDG_3B_151 | Load_BLDG_3B_151 | Load_SS_91_WC1 | Load_SS_91_WC1 | 78 | Load_SS_91_WC1 = modbus(‘tcpip’,’192.168.2.78', 502); |  | read_Load_SS_91_WC1 = read(Load_SS_91_WC1, ‘holdingregs’, 1, 1, ’int32’)*1e-7; |  |  | 58 | regd(58) = read(Load_SS_91_WC1, ‘holdingregs’, 1, 1, ’int32’)*1e-7; |  |  |  |  | dssText.Command=['Load.Load_BLDG_3B_151.Kv=’ num2str( | [5 empty] | 20 |  | dssText.Command=['Load.Load_BLDG_3B_151.Kv=’ num2str(p(20))];
Load.Load_BLDG_3B_152 | Load_BLDG_3B_152 | Load_SS_92_ERC1 | Load_SS_92_ERC1 | 79 | Load_SS_92_ERC1 = modbus(‘tcpip’,’192.168.2.79', 502); |  | read_Load_SS_92_ERC1 = read(Load_SS_92_ERC1, ‘holdingregs’, 1, 1, ’int32’)*1e-7; |  |  | 59 | regd(59) = read(Load_SS_92_ERC1, ‘holdingregs’, 1, 1, ’int32’)*1e-7; |  |  |  |  | dssText.Command=['Load.Load_BLDG_3B_152.Kv=’ num2str( | [5 empty] | 20 |  | dssText.Command=['Load.Load_BLDG_3B_152.Kv=’ num2str(p(20))];
Load.Load_BLDG_3B_153 | Load_BLDG_3B_153 | Load_SVERD_US1_PRI1 | Load_SVERD_US1_PRI1 | 80 | Load_SVERD_US1_PRI1 = modbus(‘tcpip’,’192.168.2.80', 502); |  | read_Load_SVERD_US1_PRI1 = read(Load_SVERD_US1_PRI1, ‘holdingregs’, 1, 1, ’int32’)*1e-7; |  |  | 60 | regd(60) = read(Load_SVERD_US1_PRI1, ‘holdingregs’, 1, 1, ’int32’)*1e-7; |  |  |  |  | dssText.Command=['Load.Load_BLDG_3B_153.Kv=’ num2str( | [5 empty] | 20 |  | dssText.Command=['Load.Load_BLDG_3B_153.Kv=’ num2str(p(20))];
Load.Load_SS_36_RC1 | Load_SS_36_RC1 | Load_T_0501 | Load_T_0501 | 81 | Load_T_0501 = modbus(‘tcpip’,’192.168.2.81', 502); |  | read_Load_T_0501 = read(Load_T_0501, ‘holdingregs’, 1, 1, ’int32’)*1e-7; |  |  | 61 | regd(61) = read(Load_T_0501, ‘holdingregs’, 1, 1, ’int32’)*1e-7; |  |  |  |  | dssText.Command=['Load.Load_SS_36_RC1.Kv=’ num2str( | [5 empty] | 21 |  | dssText.Command=['Load.Load_SS_36_RC1.Kv=’ num2str(p(21))];
Load.Load_SS_36_RC2 | Load_SS_36_RC2 | Load_C_SERVICE_PRI1 | Load_C_SERVICE_PRI1 | 82 | Load_C_SERVICE_PRI1 = modbus(‘tcpip’,’192.168.2.82', 502); |  | read_Load_C_SERVICE_PRI1 = read(Load_C_SERVICE_PRI1, ‘holdingregs’, 1, 1, ’int32’)*1e-7; |  |  | 62 | regd(62) = read(Load_C_SERVICE_PRI1, ‘holdingregs’, 1, 1, ’int32’)*1e-7; |  |  |  |  | dssText.Command=['Load.Load_SS_36_RC2.Kv=’ num2str( | [5 empty] | 21 |  | dssText.Command=['Load.Load_SS_36_RC2.Kv=’ num2str(p(21))];
Load.Load_SS_36_RC3 | Load_SS_36_RC3 | Load_SW_T_071_0721 | Load_SW_T_071_0721 | 83 | Load_SW_T_071_0721 = modbus(‘tcpip’,’192.168.2.83', 502); |  | read_Load_SW_T_071_0721 = read(Load_SW_T_071_0721, ‘holdingregs’, 1, 1, ’int32’)*1e-7; |  |  | 63 | regd(63) = read(Load_SW_T_071_0721, ‘holdingregs’, 1, 1, ’int32’)*1e-7; |  |  |  |  | dssText.Command=['Load.Load_SS_36_RC3.Kv=’ num2str( | [5 empty] | 21 |  | dssText.Command=['Load.Load_SS_36_RC3.Kv=’ num2str(p(21))];
Load.Load_N_CAMPUS_B1 | Load_N_CAMPUS_B1 | Load_BUS_T_234_PRI1 | Load_BUS_T_234_PRI1 | 84 | Load_BUS_T_234_PRI1 = modbus(‘tcpip’,’192.168.2.84', 502); |  | read_Load_BUS_T_234_PRI1 = read(Load_BUS_T_234_PRI1, ‘holdingregs’, 1, 1, ’int32’)*1e-7; |  |  | 64 | regd(64) = read(Load_BUS_T_234_PRI1, ‘holdingregs’, 1, 1, ’int32’)*1e-7; |  |  |  |  | dssText.Command=['Load.Load_N_CAMPUS_B1.Kv=’ num2str( | [5 empty] | 22 |  | dssText.Command=['Load.Load_N_CAMPUS_B1.Kv=’ num2str(p(22))];
Load.Load_N_CAMPUS_B2 | Load_N_CAMPUS_B2 | Load_DB_CP1 | Load_DB_CP1 | 85 | Load_DB_CP1 = modbus(‘tcpip’,’192.168.2.85', 502); |  | read_Load_DB_CP1 = read(Load_DB_CP1, ‘holdingregs’, 1, 1, ’int32’)*1e-7; |  |  | 65 | regd(65) = read(Load_DB_CP1, ‘holdingregs’, 1, 1, ’int32’)*1e-7; |  |  |  |  | dssText.Command=['Load.Load_N_CAMPUS_B2.Kv=’ num2str( | [5 empty] | 22 |  | dssText.Command=['Load.Load_N_CAMPUS_B2.Kv=’ num2str(p(22))];
Load.Load_N_CAMPUS_B3 | Load_N_CAMPUS_B3 | Load_BUS_T_257_PRI1 | Load_BUS_T_257_PRI1 | 86 | Load_BUS_T_257_PRI1 = modbus(‘tcpip’,’192.168.2.86', 502); |  | read_Load_BUS_T_257_PRI1 = read(Load_BUS_T_257_PRI1, ‘holdingregs’, 1, 1, ’int32’)*1e-7; |  |  | 66 | regd(66) = read(Load_BUS_T_257_PRI1, ‘holdingregs’, 1, 1, ’int32’)*1e-7; |  |  |  |  | dssText.Command=['Load.Load_N_CAMPUS_B3.Kv=’ num2str( | [5 empty] | 22 |  | dssText.Command=['Load.Load_N_CAMPUS_B3.Kv=’ num2str(p(22))];
Load.Load_N_CAMPUS_C1 | Load_N_CAMPUS_C1 | Load_BUS_T_259_PRI1 | Load_BUS_T_259_PRI1 | 87 | Load_BUS_T_259_PRI1 = modbus(‘tcpip’,’192.168.2.87', 502); |  | read_Load_BUS_T_259_PRI1 = read(Load_BUS_T_259_PRI1, ‘holdingregs’, 1, 1, ’int32’)*1e-7; |  |  | 67 | regd(67) = read(Load_BUS_T_259_PRI1, ‘holdingregs’, 1, 1, ’int32’)*1e-7; |  |  |  |  | dssText.Command=['Load.Load_N_CAMPUS_C1.Kv=’ num2str( | [5 empty] | 23 |  | dssText.Command=['Load.Load_N_CAMPUS_C1.Kv=’ num2str(p(23))];
Load.Load_N_CAMPUS_C2 | Load_N_CAMPUS_C2 | Load_T_270_PRI1 | Load_T_270_PRI1 | 88 | Load_T_270_PRI1 = modbus(‘tcpip’,’192.168.2.88', 502); |  | read_Load_T_270_PRI1 = read(Load_T_270_PRI1, ‘holdingregs’, 1, 1, ’int32’)*1e-7; |  |  | 68 | regd(68) = read(Load_T_270_PRI1, ‘holdingregs’, 1, 1, ’int32’)*1e-7; |  |  |  |  | dssText.Command=['Load.Load_N_CAMPUS_C2.Kv=’ num2str( | [5 empty] | 23 |  | dssText.Command=['Load.Load_N_CAMPUS_C2.Kv=’ num2str(p(23))];
Load.Load_N_CAMPUS_C3 | Load_N_CAMPUS_C3 | Load_T_281_PRI1 | Load_T_281_PRI1 | 89 | Load_T_281_PRI1 = modbus(‘tcpip’,’192.168.2.89', 502); |  | read_Load_T_281_PRI1 = read(Load_T_281_PRI1, ‘holdingregs’, 1, 1, ’int32’)*1e-7; |  |  | 69 | regd(69) = read(Load_T_281_PRI1, ‘holdingregs’, 1, 1, ’int32’)*1e-7; |  |  |  |  | dssText.Command=['Load.Load_N_CAMPUS_C3.Kv=’ num2str( | [5 empty] | 23 |  | dssText.Command=['Load.Load_N_CAMPUS_C3.Kv=’ num2str(p(23))];
Load.Load_BUS_NC171 | Load_BUS_NC171 | Load_BUS_T_284_PRI1 | Load_BUS_T_284_PRI1 | 90 | Load_BUS_T_284_PRI1 = modbus(‘tcpip’,’192.168.2.90', 502); |  | read_Load_BUS_T_284_PRI1 = read(Load_BUS_T_284_PRI1, ‘holdingregs’, 1, 1, ’int32’)*1e-7; |  |  | 70 | regd(70) = read(Load_BUS_T_284_PRI1, ‘holdingregs’, 1, 1, ’int32’)*1e-7; |  |  |  |  | dssText.Command=['Load.Load_BUS_NC171.Kv=’ num2str( | [5 empty] | 24 |  | dssText.Command=['Load.Load_BUS_NC171.Kv=’ num2str(p(24))];
Load.Load_BUS_NC172 | Load_BUS_NC172 | Load_PRI_T_306_SHILEY1 | Load_PRI_T_306_SHILEY1 | 91 | Load_PRI_T_306_SHILEY1 = modbus(‘tcpip’,’192.168.2.91', 502); |  | read_Load_PRI_T_306_SHILEY1 = read(Load_PRI_T_306_SHILEY1, ‘holdingregs’, 1, 1, ’int32’)*1e-7; |  |  | 71 | regd(71) = read(Load_PRI_T_306_SHILEY1, ‘holdingregs’, 1, 1, ’int32’)*1e-7; |  |  |  |  | dssText.Command=['Load.Load_BUS_NC172.Kv=’ num2str( | [5 empty] | 24 |  | dssText.Command=['Load.Load_BUS_NC172.Kv=’ num2str(p(24))];
Load.Load_BUS_NC173 | Load_BUS_NC173 | Load_BUS_T_318_PRI1 | Load_BUS_T_318_PRI1 | 92 | Load_BUS_T_318_PRI1 = modbus(‘tcpip’,’192.168.2.92', 502); |  | read_Load_BUS_T_318_PRI1 = read(Load_BUS_T_318_PRI1, ‘holdingregs’, 1, 1, ’int32’)*1e-7; |  |  | 72 | regd(72) = read(Load_BUS_T_318_PRI1, ‘holdingregs’, 1, 1, ’int32’)*1e-7; |  |  |  |  | dssText.Command=['Load.Load_BUS_NC173.Kv=’ num2str( | [5 empty] | 24 |  | dssText.Command=['Load.Load_BUS_NC173.Kv=’ num2str(p(24))];
Load.Load_N_CAMPUS_A1 | Load_N_CAMPUS_A1 | Load_T_PHARM_ESA_P1 | Load_T_PHARM_ESA_P1 | 93 | Load_T_PHARM_ESA_P1 = modbus(‘tcpip’,’192.168.2.93', 502); |  | read_Load_T_PHARM_ESA_P1 = read(Load_T_PHARM_ESA_P1, ‘holdingregs’, 1, 1, ’int32’)*1e-7; |  |  | 73 | regd(73) = read(Load_T_PHARM_ESA_P1, ‘holdingregs’, 1, 1, ’int32’)*1e-7; |  |  |  |  | dssText.Command=['Load.Load_N_CAMPUS_A1.Kv=’ num2str( | [5 empty] | 25 |  | dssText.Command=['Load.Load_N_CAMPUS_A1.Kv=’ num2str(p(25))];
Load.Load_N_CAMPUS_A2 | Load_N_CAMPUS_A2 | Load_T_341_PRI1 | Load_T_341_PRI1 | 94 | Load_T_341_PRI1 = modbus(‘tcpip’,’192.168.2.94', 502); |  | read_Load_T_341_PRI1 = read(Load_T_341_PRI1, ‘holdingregs’, 1, 1, ’int32’)*1e-7; |  |  | 74 | regd(74) = read(Load_T_341_PRI1, ‘holdingregs’, 1, 1, ’int32’)*1e-7; |  |  |  |  | dssText.Command=['Load.Load_N_CAMPUS_A2.Kv=’ num2str( | [5 empty] | 25 |  | dssText.Command=['Load.Load_N_CAMPUS_A2.Kv=’ num2str(p(25))];
Load.Load_N_CAMPUS_A3 | Load_N_CAMPUS_A3 | Load_BUS_T_347_PRI1 | Load_BUS_T_347_PRI1 | 95 | Load_BUS_T_347_PRI1 = modbus(‘tcpip’,’192.168.2.95', 502); |  | read_Load_BUS_T_347_PRI1 = read(Load_BUS_T_347_PRI1, ‘holdingregs’, 1, 1, ’int32’)*1e-7; |  |  | 75 | regd(75) = read(Load_BUS_T_347_PRI1, ‘holdingregs’, 1, 1, ’int32’)*1e-7; |  |  |  |  | dssText.Command=['Load.Load_N_CAMPUS_A3.Kv=’ num2str( | [5 empty] | 25 |  | dssText.Command=['Load.Load_N_CAMPUS_A3.Kv=’ num2str(p(25))];
Load.Load_BUS_T_238_PRI1 | Load_BUS_T_238_PRI1 | Load_HEALTH_CENTER1 | Load_HEALTH_CENTER1 | 96 | Load_HEALTH_CENTER1 = modbus(‘tcpip’,’192.168.2.96', 502); |  | read_Load_HEALTH_CENTER1 = read(Load_HEALTH_CENTER1, ‘holdingregs’, 1, 1, ’int32’)*1e-7; |  |  | 76 | regd(76) = read(Load_HEALTH_CENTER1, ‘holdingregs’, 1, 1, ’int32’)*1e-7; |  |  |  |  | dssText.Command=['Load.Load_BUS_T_238_PRI1.Kv=’ num2str( | [5 empty] | 26 |  | dssText.Command=['Load.Load_BUS_T_238_PRI1.Kv=’ num2str(p(26))];
Load.Load_BUS_T_238_PRI2 | Load_BUS_T_238_PRI2 | Load_CRB_3B1 | Load_CRB_3B1 | 97 | Load_CRB_3B1 = modbus(‘tcpip’,’192.168.2.97', 502); |  | read_Load_CRB_3B1 = read(Load_CRB_3B1, ‘holdingregs’, 1, 1, ’int32’)*1e-7; |  |  | 77 | regd(77) = read(Load_CRB_3B1, ‘holdingregs’, 1, 1, ’int32’)*1e-7; |  |  |  |  | dssText.Command=['Load.Load_BUS_T_238_PRI2.Kv=’ num2str( | [5 empty] | 26 |  | dssText.Command=['Load.Load_BUS_T_238_PRI2.Kv=’ num2str(p(26))];
Load.Load_BUS_T_238_PRI3 | Load_BUS_T_238_PRI3 | Load_HUBBS_HALL1 | Load_HUBBS_HALL1 | 98 | Load_HUBBS_HALL1 = modbus(‘tcpip’,’192.168.2.98', 502); |  | read_Load_HUBBS_HALL1 = read(Load_HUBBS_HALL1, ‘holdingregs’, 1, 1, ’int32’)*1e-7; |  |  | 78 | regd(78) = read(Load_HUBBS_HALL1, ‘holdingregs’, 1, 1, ’int32’)*1e-7; |  |  |  |  | dssText.Command=['Load.Load_BUS_T_238_PRI3.Kv=’ num2str( | [5 empty] | 26 |  | dssText.Command=['Load.Load_BUS_T_238_PRI3.Kv=’ num2str(p(26))];
Load.Load_REVELLE_21 | Load_REVELLE_21 | Load_FACULTY_CLUB1 | Load_FACULTY_CLUB1 | 99 | Load_FACULTY_CLUB1 = modbus(‘tcpip’,’192.168.2.99', 502); |  | read_Load_FACULTY_CLUB1 = read(Load_FACULTY_CLUB1, ‘holdingregs’, 1, 1, ’int32’)*1e-7; |  |  | 79 | regd(79) = read(Load_FACULTY_CLUB1, ‘holdingregs’, 1, 1, ’int32’)*1e-7; |  |  |  |  | dssText.Command=['Load.Load_REVELLE_21.Kv=’ num2str( | [5 empty] | 27 |  | dssText.Command=['Load.Load_REVELLE_21.Kv=’ num2str(p(27))];
Load.Load_REVELLE_22 | Load_REVELLE_22 | Load_POWELL_STRUCT1 | Load_POWELL_STRUCT1 | 100 | Load_POWELL_STRUCT1 = modbus(‘tcpip’,’192.168.2.100', 502); |  | read_Load_POWELL_STRUCT1 = read(Load_POWELL_STRUCT1, ‘holdingregs’, 1, 1, ’int32’)*1e-7; |  |  | 80 | regd(80) = read(Load_POWELL_STRUCT1, ‘holdingregs’, 1, 1, ’int32’)*1e-7; |  |  |  |  | dssText.Command=['Load.Load_REVELLE_22.Kv=’ num2str( | [5 empty] | 27 |  | dssText.Command=['Load.Load_REVELLE_22.Kv=’ num2str(p(27))];
Load.Load_REVELLE_23 | Load_REVELLE_23 | Load_T_137_SEC_EBU11 | Load_T_137_SEC_EBU11 | 101 | Load_T_137_SEC_EBU11 = modbus(‘tcpip’,’192.168.2.101', 502); |  | read_Load_T_137_SEC_EBU11 = read(Load_T_137_SEC_EBU11, ‘holdingregs’, 1, 1, ’int32’)*1e-7; |  |  | 81 | regd(81) = read(Load_T_137_SEC_EBU11, ‘holdingregs’, 1, 1, ’int32’)*1e-7; |  |  |  |  | dssText.Command=['Load.Load_REVELLE_23.Kv=’ num2str( | [5 empty] | 27 |  | dssText.Command=['Load.Load_REVELLE_23.Kv=’ num2str(p(27))];
Load.Load_REVELLE_11 | Load_REVELLE_11 | Load_EBU1_T_1381 | Load_EBU1_T_1381 | 102 | Load_EBU1_T_1381 = modbus(‘tcpip’,’192.168.2.102', 502); |  | read_Load_EBU1_T_1381 = read(Load_EBU1_T_1381, ‘holdingregs’, 1, 1, ’int32’)*1e-7; |  |  | 82 | regd(82) = read(Load_EBU1_T_1381, ‘holdingregs’, 1, 1, ’int32’)*1e-7; |  |  |  |  | dssText.Command=['Load.Load_REVELLE_11.Kv=’ num2str( | [5 empty] | 28 |  | dssText.Command=['Load.Load_REVELLE_11.Kv=’ num2str(p(28))];
Load.Load_REVELLE_12 | Load_REVELLE_12 | Load_PHYS_ED_BLDGS1 | Load_PHYS_ED_BLDGS1 | 103 | Load_PHYS_ED_BLDGS1 = modbus(‘tcpip’,’192.168.2.103', 502); |  | read_Load_PHYS_ED_BLDGS1 = read(Load_PHYS_ED_BLDGS1, ‘holdingregs’, 1, 1, ’int32’)*1e-7; |  |  | 83 | regd(83) = read(Load_PHYS_ED_BLDGS1, ‘holdingregs’, 1, 1, ’int32’)*1e-7; |  |  |  |  | dssText.Command=['Load.Load_REVELLE_12.Kv=’ num2str( | [5 empty] | 28 |  | dssText.Command=['Load.Load_REVELLE_12.Kv=’ num2str(p(28))];
Load.Load_REVELLE_13 | Load_REVELLE_13 | Load_T_171_SEC1 | Load_T_171_SEC1 | 104 | Load_T_171_SEC1 = modbus(‘tcpip’,’192.168.2.104', 502); |  | read_Load_T_171_SEC1 = read(Load_T_171_SEC1, ‘holdingregs’, 1, 1, ’int32’)*1e-7; |  |  | 84 | regd(84) = read(Load_T_171_SEC1, ‘holdingregs’, 1, 1, ’int32’)*1e-7; |  |  |  |  | dssText.Command=['Load.Load_REVELLE_13.Kv=’ num2str( | [5 empty] | 28 |  | dssText.Command=['Load.Load_REVELLE_13.Kv=’ num2str(p(28))];
Load.Load_E_1_5_111 | Load_E_1_5_111 | Load_T_179_OCEANVIEW_SEC1 | Load_T_179_OCEANVIEW_SEC1 | 105 | Load_T_179_OCEANVIEW_SEC1 = modbus(‘tcpip’,’192.168.2.105', 502); |  | read_Load_T_179_OCEANVIEW_SEC1 = read(Load_T_179_OCEANVIEW_SEC1, ‘holdingregs’, 1, 1, ’int32’)*1e-7; |  |  | 85 | regd(85) = read(Load_T_179_OCEANVIEW_SEC1, ‘holdingregs’, 1, 1, ’int32’)*1e-7; |  |  |  |  | dssText.Command=['Load.Load_E_1_5_111.Kv=’ num2str( | [5 empty] | 29 |  | dssText.Command=['Load.Load_E_1_5_111.Kv=’ num2str(p(29))];
Load.Load_E_1_5_112 | Load_E_1_5_112 | Load_HI_BAY_PHYSICS1 | Load_HI_BAY_PHYSICS1 | 106 | Load_HI_BAY_PHYSICS1 = modbus(‘tcpip’,’192.168.2.106', 502); |  | read_Load_HI_BAY_PHYSICS1 = read(Load_HI_BAY_PHYSICS1, ‘holdingregs’, 1, 1, ’int32’)*1e-7; |  |  | 86 | regd(86) = read(Load_HI_BAY_PHYSICS1, ‘holdingregs’, 1, 1, ’int32’)*1e-7; |  |  |  |  | dssText.Command=['Load.Load_E_1_5_112.Kv=’ num2str( | [5 empty] | 29 |  | dssText.Command=['Load.Load_E_1_5_112.Kv=’ num2str(p(29))];
Load.Load_E_1_5_113 | Load_E_1_5_113 | Load_MANDEVILLE_CTR1 | Load_MANDEVILLE_CTR1 | 107 | Load_MANDEVILLE_CTR1 = modbus(‘tcpip’,’192.168.2.107', 502); |  | read_Load_MANDEVILLE_CTR1 = read(Load_MANDEVILLE_CTR1, ‘holdingregs’, 1, 1, ’int32’)*1e-7; |  |  | 87 | regd(87) = read(Load_MANDEVILLE_CTR1, ‘holdingregs’, 1, 1, ’int32’)*1e-7; |  |  |  |  | dssText.Command=['Load.Load_E_1_5_113.Kv=’ num2str( | [5 empty] | 29 |  | dssText.Command=['Load.Load_E_1_5_113.Kv=’ num2str(p(29))];
Load.Load_E_1_9_2_3051 | Load_E_1_9_2_3051 | Load_IGPP_SUB1 | Load_IGPP_SUB1 | 108 | Load_IGPP_SUB1 = modbus(‘tcpip’,’192.168.2.108', 502); |  | read_Load_IGPP_SUB1 = read(Load_IGPP_SUB1, ‘holdingregs’, 1, 1, ’int32’)*1e-7; |  |  | 88 | regd(88) = read(Load_IGPP_SUB1, ‘holdingregs’, 1, 1, ’int32’)*1e-7; |  |  |  |  | dssText.Command=['Load.Load_E_1_9_2_3051.Kv=’ num2str( | [5 empty] | 30 |  | dssText.Command=['Load.Load_E_1_9_2_3051.Kv=’ num2str(p(30))];
Load.Load_E_1_9_2_3052 | Load_E_1_9_2_3052 | Load_VISUAL_ARTS1 | Load_VISUAL_ARTS1 | 109 | Load_VISUAL_ARTS1 = modbus(‘tcpip’,’192.168.2.109', 502); |  | read_Load_VISUAL_ARTS1 = read(Load_VISUAL_ARTS1, ‘holdingregs’, 1, 1, ’int32’)*1e-7; |  |  | 89 | regd(89) = read(Load_VISUAL_ARTS1, ‘holdingregs’, 1, 1, ’int32’)*1e-7; |  |  |  |  | dssText.Command=['Load.Load_E_1_9_2_3052.Kv=’ num2str( | [5 empty] | 30 |  | dssText.Command=['Load.Load_E_1_9_2_3052.Kv=’ num2str(p(30))];
Load.Load_E_1_9_2_3053 | Load_E_1_9_2_3053 | Load_US_2_RIMAC1 | Load_US_2_RIMAC1 | 110 | Load_US_2_RIMAC1 = modbus(‘tcpip’,’192.168.2.110', 502); |  | read_Load_US_2_RIMAC1 = read(Load_US_2_RIMAC1, ‘holdingregs’, 1, 1, ’int32’)*1e-7; |  |  | 90 | regd(90) = read(Load_US_2_RIMAC1, ‘holdingregs’, 1, 1, ’int32’)*1e-7; |  |  |  |  | dssText.Command=['Load.Load_E_1_9_2_3053.Kv=’ num2str( | [5 empty] | 30 |  | dssText.Command=['Load.Load_E_1_9_2_3053.Kv=’ num2str(p(30))];
Load.Load_E_1_7_81 | Load_E_1_7_81 | Load_EBU2_LAB1 | Load_EBU2_LAB1 | 111 | Load_EBU2_LAB1 = modbus(‘tcpip’,’192.168.2.111', 502); |  | read_Load_EBU2_LAB1 = read(Load_EBU2_LAB1, ‘holdingregs’, 1, 1, ’int32’)*1e-7; |  |  | 91 | regd(91) = read(Load_EBU2_LAB1, ‘holdingregs’, 1, 1, ’int32’)*1e-7; |  |  |  |  | dssText.Command=['Load.Load_E_1_7_81.Kv=’ num2str( | [5 empty] | 31 |  | dssText.Command=['Load.Load_E_1_7_81.Kv=’ num2str(p(31))];
Load.Load_E_1_7_82 | Load_E_1_7_82 | Load_BIRCH_AQUARIUM1 | Load_BIRCH_AQUARIUM1 | 112 | Load_BIRCH_AQUARIUM1 = modbus(‘tcpip’,’192.168.2.112', 502); |  | read_Load_BIRCH_AQUARIUM1 = read(Load_BIRCH_AQUARIUM1, ‘holdingregs’, 1, 1, ’int32’)*1e-7; |  |  | 92 | regd(92) = read(Load_BIRCH_AQUARIUM1, ‘holdingregs’, 1, 1, ’int32’)*1e-7; |  |  |  |  | dssText.Command=['Load.Load_E_1_7_82.Kv=’ num2str( | [5 empty] | 31 |  | dssText.Command=['Load.Load_E_1_7_82.Kv=’ num2str(p(31))];
Load.Load_E_1_7_83 | Load_E_1_7_83 | Load_SVERDRUP_US11 | Load_SVERDRUP_US11 | 113 | Load_SVERDRUP_US11 = modbus(‘tcpip’,’192.168.2.113', 502); |  | read_Load_SVERDRUP_US11 = read(Load_SVERDRUP_US11, ‘holdingregs’, 1, 1, ’int32’)*1e-7; |  |  | 93 | regd(93) = read(Load_SVERDRUP_US11, ‘holdingregs’, 1, 1, ’int32’)*1e-7; |  |  |  |  | dssText.Command=['Load.Load_E_1_7_83.Kv=’ num2str( | [5 empty] | 31 |  | dssText.Command=['Load.Load_E_1_7_83.Kv=’ num2str(p(31))];
Load.Load_E_1_9_111 | Load_E_1_9_111 | Load_CENT_HALL1 | Load_CENT_HALL1 | 114 | Load_CENT_HALL1 = modbus(‘tcpip’,’192.168.2.114', 502); |  | read_Load_CENT_HALL1 = read(Load_CENT_HALL1, ‘holdingregs’, 1, 1, ’int32’)*1e-7; |  |  | 94 | regd(94) = read(Load_CENT_HALL1, ‘holdingregs’, 1, 1, ’int32’)*1e-7; |  |  |  |  | dssText.Command=['Load.Load_E_1_9_111.Kv=’ num2str( | [5 empty] | 32 |  | dssText.Command=['Load.Load_E_1_9_111.Kv=’ num2str(p(32))];
Load.Load_E_1_9_112 | Load_E_1_9_112 | Load_SERF_BLDG1 | Load_SERF_BLDG1 | 115 | Load_SERF_BLDG1 = modbus(‘tcpip’,’192.168.2.115', 502); |  | read_Load_SERF_BLDG1 = read(Load_SERF_BLDG1, ‘holdingregs’, 1, 1, ’int32’)*1e-7; |  |  | 95 | regd(95) = read(Load_SERF_BLDG1, ‘holdingregs’, 1, 1, ’int32’)*1e-7; |  |  |  |  | dssText.Command=['Load.Load_E_1_9_112.Kv=’ num2str( | [5 empty] | 32 |  | dssText.Command=['Load.Load_E_1_9_112.Kv=’ num2str(p(32))];
Load.Load_E_1_9_113 | Load_E_1_9_113 | Load_DANCE_STUDIO1 | Load_DANCE_STUDIO1 | 116 | Load_DANCE_STUDIO1 = modbus(‘tcpip’,’192.168.2.116', 502); |  | read_Load_DANCE_STUDIO1 = read(Load_DANCE_STUDIO1, ‘holdingregs’, 1, 1, ’int32’)*1e-7; |  |  | 96 | regd(96) = read(Load_DANCE_STUDIO1, ‘holdingregs’, 1, 1, ’int32’)*1e-7; |  |  |  |  | dssText.Command=['Load.Load_E_1_9_113.Kv=’ num2str( | [5 empty] | 32 |  | dssText.Command=['Load.Load_E_1_9_113.Kv=’ num2str(p(32))];
Load.Load_E_1_9_81 | Load_E_1_9_81 | Load_T_259_SEC1 | Load_T_259_SEC1 | 117 | Load_T_259_SEC1 = modbus(‘tcpip’,’192.168.2.117', 502); |  | read_Load_T_259_SEC1 = read(Load_T_259_SEC1, ‘holdingregs’, 1, 1, ’int32’)*1e-7; |  |  | 97 | regd(97) = read(Load_T_259_SEC1, ‘holdingregs’, 1, 1, ’int32’)*1e-7; |  |  |  |  | dssText.Command=['Load.Load_E_1_9_81.Kv=’ num2str( | [5 empty] | 33 |  | dssText.Command=['Load.Load_E_1_9_81.Kv=’ num2str(p(33))];
Load.Load_E_1_9_82 | Load_E_1_9_82 | Load_GALBRAITH_HALL1 | Gen_SG1_BUS1 | 118 | Gen_SG1_BUS1 = modbus(‘tcpip’,’192.168.2.118', 502); |  | read_Gen_SG1_BUS1 = read(Gen_SG1_BUS1, ‘holdingregs’, 1, 1, ’int32’)*1e-7; |  |  | 98 | regd(98) = read(Gen_SG1_BUS1, ‘holdingregs’, 1, 1, ’int32’)*1e-7; |  |  |  |  | dssText.Command=['Load.Load_E_1_9_82.Kv=’ num2str( | [5 empty] | 33 |  | dssText.Command=['Load.Load_E_1_9_82.Kv=’ num2str(p(33))];
Load.Load_E_1_9_83 | Load_E_1_9_83 | Load_T_270_SEC1 | Gen_PSB1 | 119 | Gen_PSB1 = modbus(‘tcpip’,’192.168.2.119', 502); |  | read_Gen_PSB1 = read(Gen_PSB1, ‘holdingregs’, 1, 1, ’int32’)*1e-7; |  |  | 99 | regd(99) = read(Gen_PSB1, ‘holdingregs’, 1, 1, ’int32’)*1e-7; |  |  |  |  | dssText.Command=['Load.Load_E_1_9_83.Kv=’ num2str( | [5 empty] | 33 |  | dssText.Command=['Load.Load_E_1_9_83.Kv=’ num2str(p(33))];
Load.Load_E_10_10_2021 | Load_E_10_10_2021 | Load_GILMAN_PARKING1 | Gen_PSA1 | 120 | Gen_PSA1 = modbus(‘tcpip’,’192.168.2.120', 502); |  | read_Gen_PSA1 = read(Gen_PSA1, ‘holdingregs’, 1, 1, ’int32’)*1e-7; |  |  | 100 | regd(100) = read(Gen_PSA1, ‘holdingregs’, 1, 1, ’int32’)*1e-7; |  |  |  |  | dssText.Command=['Load.Load_E_10_10_2021.Kv=’ num2str( | [5 empty] | 34 |  | dssText.Command=['Load.Load_E_10_10_2021.Kv=’ num2str(p(34))];
Load.Load_E_10_10_2022 | Load_E_10_10_2022 | Load_PREUSS_SCHOOL1 | [13 empty] | dssText.Command=['Load.Load_E_10_10_2022.Kv=’ num2str( | [5 empty] | 34 |  | dssText.Command=['Load.Load_E_10_10_2022.Kv=’ num2str(p(34))];
Load.Load_E_10_10_2023 | Load_E_10_10_2023 | Load_NC_PARKING_4801 | [13 empty] | dssText.Command=['Load.Load_E_10_10_2023.Kv=’ num2str( | [5 empty] | 34 |  | dssText.Command=['Load.Load_E_10_10_2023.Kv=’ num2str(p(34))];
Load.Load_E_10_11_14_1091 | Load_E_10_11_14_1091 | Load_EC_OFFICE_BLDG1 | [13 empty] | dssText.Command=['Load.Load_E_10_11_14_1091.Kv=’ num2str( | [5 empty] | 35 |  | dssText.Command=['Load.Load_E_10_11_14_1091.Kv=’ num2str(p(35))];
Load.Load_E_10_11_14_1092 | Load_E_10_11_14_1092 | Load_SHILEY_EYE_CTR1 | [13 empty] | dssText.Command=['Load.Load_E_10_11_14_1092.Kv=’ num2str( | [5 empty] | 35 |  | dssText.Command=['Load.Load_E_10_11_14_1092.Kv=’ num2str(p(35))];
Load.Load_E_10_11_14_1093 | Load_E_10_11_14_1093 | Load_MULT_BLD_SEC1 | [13 empty] | dssText.Command=['Load.Load_E_10_11_14_1093.Kv=’ num2str( | [5 empty] | 35 |  | dssText.Command=['Load.Load_E_10_11_14_1093.Kv=’ num2str(p(35))];
Load.Load_SIO_2_SUB1 | Load_SIO_2_SUB1 | Load_LA_JOLLA_PLAY1 | [13 empty] | dssText.Command=['Load.Load_SIO_2_SUB1.Kv=’ num2str( | [5 empty] | 36 |  | dssText.Command=['Load.Load_SIO_2_SUB1.Kv=’ num2str(p(36))];
Load.Load_SIO_2_SUB2 | Load_SIO_2_SUB2 | Load_T_326_SEC1 | [13 empty] | dssText.Command=['Load.Load_SIO_2_SUB2.Kv=’ num2str( | [5 empty] | 36 |  | dssText.Command=['Load.Load_SIO_2_SUB2.Kv=’ num2str(p(36))];
Load.Load_SIO_2_SUB3 | Load_SIO_2_SUB3 | Load_PHARM_ESA1 | [13 empty] | dssText.Command=['Load.Load_SIO_2_SUB3.Kv=’ num2str( | [5 empty] | 36 |  | dssText.Command=['Load.Load_SIO_2_SUB3.Kv=’ num2str(p(36))];
Load.Load_SIO_1_SUB1 | Load_SIO_1_SUB1 | Load_BIO_MED_SEC1 | [13 empty] | dssText.Command=['Load.Load_SIO_1_SUB1.Kv=’ num2str( | [5 empty] | 37 |  | dssText.Command=['Load.Load_SIO_1_SUB1.Kv=’ num2str(p(37))];
Load.Load_SIO_1_SUB2 | Load_SIO_1_SUB2 | Load_STUD_ACAD1 | [13 empty] | dssText.Command=['Load.Load_SIO_1_SUB2.Kv=’ num2str( | [5 empty] | 37 |  | dssText.Command=['Load.Load_SIO_1_SUB2.Kv=’ num2str(p(37))];
Load.Load_SIO_1_SUB3 | Load_SIO_1_SUB3 | Load_US_2_HOPKINS1 | [13 empty] | dssText.Command=['Load.Load_SIO_1_SUB3.Kv=’ num2str( | [5 empty] | 37 |  | dssText.Command=['Load.Load_SIO_1_SUB3.Kv=’ num2str(p(37))];
Load.Load_SS_83_MC_151 | Load_SS_83_MC_151 | Load_BIRCH_AQ1 | [13 empty] | dssText.Command=['Load.Load_SS_83_MC_151.Kv=’ num2str( | [5 empty] | 38 |  | dssText.Command=['Load.Load_SS_83_MC_151.Kv=’ num2str(p(38))];
Load.Load_SS_83_MC_152 | Load_SS_83_MC_152 | Load_USS_A1 | [13 empty] | dssText.Command=['Load.Load_SS_83_MC_152.Kv=’ num2str( | [5 empty] | 38 |  | dssText.Command=['Load.Load_SS_83_MC_152.Kv=’ num2str(p(38))];
Load.Load_SS_83_MC_153 | Load_SS_83_MC_153 | Load_USS_B1 | [13 empty] | dssText.Command=['Load.Load_SS_83_MC_153.Kv=’ num2str( | [5 empty] | 38 |  | dssText.Command=['Load.Load_SS_83_MC_153.Kv=’ num2str(p(38))];
Load.Load_E_2_6_121 | Load_E_2_6_121 | Load_USS_C_PC1 | [13 empty] | dssText.Command=['Load.Load_E_2_6_121.Kv=’ num2str( | [5 empty] | 39 |  | dssText.Command=['Load.Load_E_2_6_121.Kv=’ num2str(p(39))];
Load.Load_E_2_6_122 | Load_E_2_6_122 | Load_US_CPB1 | [13 empty] | dssText.Command=['Load.Load_E_2_6_122.Kv=’ num2str( | [5 empty] | 39 |  | dssText.Command=['Load.Load_E_2_6_122.Kv=’ num2str(p(39))];
Load.Load_E_2_6_123 | Load_E_2_6_123 | Load_CMRR1 | [13 empty] | dssText.Command=['Load.Load_E_2_6_123.Kv=’ num2str( | [5 empty] | 39 |  | dssText.Command=['Load.Load_E_2_6_123.Kv=’ num2str(p(39))];
Load.Load_E_2_9_151 | Load_E_2_9_151 | Gen_SG1_BUS1 | [13 empty] | dssText.Command=['Load.Load_E_2_9_151.Kv=’ num2str( | [5 empty] | 40 |  | dssText.Command=['Load.Load_E_2_9_151.Kv=’ num2str(p(40))];
Load.Load_E_2_9_152 | Load_E_2_9_152 | Gen_PSB1 | [13 empty] | dssText.Command=['Load.Load_E_2_9_152.Kv=’ num2str( | [5 empty] | 40 |  | dssText.Command=['Load.Load_E_2_9_152.Kv=’ num2str(p(40))];
Load.Load_E_2_9_153 | Load_E_2_9_153 | Gen_PSA1 | [13 empty] | dssText.Command=['Load.Load_E_2_9_153.Kv=’ num2str( | [5 empty] | 40 |  | dssText.Command=['Load.Load_E_2_9_153.Kv=’ num2str(p(40))];
Load.Load_EAST_CAMPUS_31 | Load_EAST_CAMPUS_31 | [14 empty] | dssText.Command=['Load.Load_EAST_CAMPUS_31.Kv=’ num2str( | [5 empty] | 41 |  | dssText.Command=['Load.Load_EAST_CAMPUS_31.Kv=’ num2str(p(41))];
Load.Load_EAST_CAMPUS_32 | Load_EAST_CAMPUS_32 | [14 empty] | dssText.Command=['Load.Load_EAST_CAMPUS_32.Kv=’ num2str( | [5 empty] | 41 |  | dssText.Command=['Load.Load_EAST_CAMPUS_32.Kv=’ num2str(p(41))];
Load.Load_EAST_CAMPUS_33 | Load_EAST_CAMPUS_33 | [14 empty] | dssText.Command=['Load.Load_EAST_CAMPUS_33.Kv=’ num2str( | [5 empty] | 41 |  | dssText.Command=['Load.Load_EAST_CAMPUS_33.Kv=’ num2str(p(41))];
Load.Load_E_5_5_4361 | Load_E_5_5_4361 | [14 empty] | dssText.Command=['Load.Load_E_5_5_4361.Kv=’ num2str( | [5 empty] | 42 |  | dssText.Command=['Load.Load_E_5_5_4361.Kv=’ num2str(p(42))];
Load.Load_E_5_5_4362 | Load_E_5_5_4362 | [14 empty] | dssText.Command=['Load.Load_E_5_5_4362.Kv=’ num2str( | [5 empty] | 42 |  | dssText.Command=['Load.Load_E_5_5_4362.Kv=’ num2str(p(42))];
Load.Load_E_5_5_4363 | Load_E_5_5_4363 | [14 empty] | dssText.Command=['Load.Load_E_5_5_4363.Kv=’ num2str( | [5 empty] | 42 |  | dssText.Command=['Load.Load_E_5_5_4363.Kv=’ num2str(p(42))];
Load.Load_E_7_1_71 | Load_E_7_1_71 | [14 empty] | dssText.Command=['Load.Load_E_7_1_71.Kv=’ num2str( | [5 empty] | 43 |  | dssText.Command=['Load.Load_E_7_1_71.Kv=’ num2str(p(43))];
Load.Load_E_7_1_72 | Load_E_7_1_72 | [14 empty] | dssText.Command=['Load.Load_E_7_1_72.Kv=’ num2str( | [5 empty] | 43 |  | dssText.Command=['Load.Load_E_7_1_72.Kv=’ num2str(p(43))];
Load.Load_E_7_1_73 | Load_E_7_1_73 | [14 empty] | dssText.Command=['Load.Load_E_7_1_73.Kv=’ num2str( | [5 empty] | 43 |  | dssText.Command=['Load.Load_E_7_1_73.Kv=’ num2str(p(43))];
Load.Load_E_7_11_171 | Load_E_7_11_171 | [14 empty] | dssText.Command=['Load.Load_E_7_11_171.Kv=’ num2str( | [5 empty] | 44 |  | dssText.Command=['Load.Load_E_7_11_171.Kv=’ num2str(p(44))];
Load.Load_E_7_11_172 | Load_E_7_11_172 | [14 empty] | dssText.Command=['Load.Load_E_7_11_172.Kv=’ num2str( | [5 empty] | 44 |  | dssText.Command=['Load.Load_E_7_11_172.Kv=’ num2str(p(44))];
Load.Load_E_7_11_173 | Load_E_7_11_173 | [14 empty] | dssText.Command=['Load.Load_E_7_11_173.Kv=’ num2str( | [5 empty] | 44 |  | dssText.Command=['Load.Load_E_7_11_173.Kv=’ num2str(p(44))];
Load.Load_E_7_17_171 | Load_E_7_17_171 | [14 empty] | dssText.Command=['Load.Load_E_7_17_171.Kv=’ num2str( | [5 empty] | 45 |  | dssText.Command=['Load.Load_E_7_17_171.Kv=’ num2str(p(45))];
Load.Load_E_7_17_172 | Load_E_7_17_172 | [14 empty] | dssText.Command=['Load.Load_E_7_17_172.Kv=’ num2str( | [5 empty] | 45 |  | dssText.Command=['Load.Load_E_7_17_172.Kv=’ num2str(p(45))];
Load.Load_E_7_17_173 | Load_E_7_17_173 | [14 empty] | dssText.Command=['Load.Load_E_7_17_173.Kv=’ num2str( | [5 empty] | 45 |  | dssText.Command=['Load.Load_E_7_17_173.Kv=’ num2str(p(45))];
Load.Load_E_7_19_171 | Load_E_7_19_171 | [14 empty] | dssText.Command=['Load.Load_E_7_19_171.Kv=’ num2str( | [5 empty] | 46 |  | dssText.Command=['Load.Load_E_7_19_171.Kv=’ num2str(p(46))];
Load.Load_E_7_19_172 | Load_E_7_19_172 | [14 empty] | dssText.Command=['Load.Load_E_7_19_172.Kv=’ num2str( | [5 empty] | 46 |  | dssText.Command=['Load.Load_E_7_19_172.Kv=’ num2str(p(46))];
Load.Load_E_7_19_173 | Load_E_7_19_173 | [14 empty] | dssText.Command=['Load.Load_E_7_19_173.Kv=’ num2str( | [5 empty] | 46 |  | dssText.Command=['Load.Load_E_7_19_173.Kv=’ num2str(p(46))];
Load.Load_SS_42_WC1 | Load_SS_42_WC1 | [14 empty] | dssText.Command=['Load.Load_SS_42_WC1.Kv=’ num2str( | [5 empty] | 47 |  | dssText.Command=['Load.Load_SS_42_WC1.Kv=’ num2str(p(47))];
Load.Load_SS_42_WC2 | Load_SS_42_WC2 | [14 empty] | dssText.Command=['Load.Load_SS_42_WC2.Kv=’ num2str( | [5 empty] | 47 |  | dssText.Command=['Load.Load_SS_42_WC2.Kv=’ num2str(p(47))];
Load.Load_SS_42_WC3 | Load_SS_42_WC3 | [14 empty] | dssText.Command=['Load.Load_SS_42_WC3.Kv=’ num2str( | [5 empty] | 47 |  | dssText.Command=['Load.Load_SS_42_WC3.Kv=’ num2str(p(47))];
Load.Load_EBU2_LAB_PRI1 | Load_EBU2_LAB_PRI1 | [14 empty] | dssText.Command=['Load.Load_EBU2_LAB_PRI1.Kv=’ num2str( | [5 empty] | 48 |  | dssText.Command=['Load.Load_EBU2_LAB_PRI1.Kv=’ num2str(p(48))];
Load.Load_EBU2_LAB_PRI2 | Load_EBU2_LAB_PRI2 | [14 empty] | dssText.Command=['Load.Load_EBU2_LAB_PRI2.Kv=’ num2str( | [5 empty] | 48 |  | dssText.Command=['Load.Load_EBU2_LAB_PRI2.Kv=’ num2str(p(48))];
Load.Load_EBU2_LAB_PRI3 | Load_EBU2_LAB_PRI3 | [14 empty] | dssText.Command=['Load.Load_EBU2_LAB_PRI3.Kv=’ num2str( | [5 empty] | 48 |  | dssText.Command=['Load.Load_EBU2_LAB_PRI3.Kv=’ num2str(p(48))];
Load.Load_SW_T_0951 | Load_SW_T_0951 | [14 empty] | dssText.Command=['Load.Load_SW_T_0951.Kv=’ num2str( | [5 empty] | 49 |  | dssText.Command=['Load.Load_SW_T_0951.Kv=’ num2str(p(49))];
Load.Load_SW_T_0952 | Load_SW_T_0952 | [14 empty] | dssText.Command=['Load.Load_SW_T_0952.Kv=’ num2str( | [5 empty] | 49 |  | dssText.Command=['Load.Load_SW_T_0952.Kv=’ num2str(p(49))];
Load.Load_SW_T_0953 | Load_SW_T_0953 | [14 empty] | dssText.Command=['Load.Load_SW_T_0953.Kv=’ num2str( | [5 empty] | 49 |  | dssText.Command=['Load.Load_SW_T_0953.Kv=’ num2str(p(49))];
Load.Load_PSA1 | Load_PSA1 | [14 empty] | dssText.Command=['Load.Load_PSA1.Kv=’ num2str( | [5 empty] | 50 |  | dssText.Command=['Load.Load_PSA1.Kv=’ num2str(p(50))];
Load.Load_PSA2 | Load_PSA2 | [14 empty] | dssText.Command=['Load.Load_PSA2.Kv=’ num2str( | [5 empty] | 50 |  | dssText.Command=['Load.Load_PSA2.Kv=’ num2str(p(50))];
Load.Load_PSA3 | Load_PSA3 | [14 empty] | dssText.Command=['Load.Load_PSA3.Kv=’ num2str( | [5 empty] | 50 |  | dssText.Command=['Load.Load_PSA3.Kv=’ num2str(p(50))];
Load.Load_BUS_T_179_PRI1 | Load_BUS_T_179_PRI1 | [14 empty] | dssText.Command=['Load.Load_BUS_T_179_PRI1.Kv=’ num2str( | [5 empty] | 51 |  | dssText.Command=['Load.Load_BUS_T_179_PRI1.Kv=’ num2str(p(51))];
Load.Load_BUS_T_179_PRI2 | Load_BUS_T_179_PRI2 | [14 empty] | dssText.Command=['Load.Load_BUS_T_179_PRI2.Kv=’ num2str( | [5 empty] | 51 |  | dssText.Command=['Load.Load_BUS_T_179_PRI2.Kv=’ num2str(p(51))];
Load.Load_BUS_T_179_PRI3 | Load_BUS_T_179_PRI3 | [14 empty] | dssText.Command=['Load.Load_BUS_T_179_PRI3.Kv=’ num2str( | [5 empty] | 51 |  | dssText.Command=['Load.Load_BUS_T_179_PRI3.Kv=’ num2str(p(51))];
Load.Load_BUS_T_345_PRI1 | Load_BUS_T_345_PRI1 | [14 empty] | dssText.Command=['Load.Load_BUS_T_345_PRI1.Kv=’ num2str( | [5 empty] | 52 |  | dssText.Command=['Load.Load_BUS_T_345_PRI1.Kv=’ num2str(p(52))];
Load.Load_BUS_T_345_PRI2 | Load_BUS_T_345_PRI2 | [14 empty] | dssText.Command=['Load.Load_BUS_T_345_PRI2.Kv=’ num2str( | [5 empty] | 52 |  | dssText.Command=['Load.Load_BUS_T_345_PRI2.Kv=’ num2str(p(52))];
Load.Load_BUS_T_345_PRI3 | Load_BUS_T_345_PRI3 | [14 empty] | dssText.Command=['Load.Load_BUS_T_345_PRI3.Kv=’ num2str( | [5 empty] | 52 |  | dssText.Command=['Load.Load_BUS_T_345_PRI3.Kv=’ num2str(p(52))];
Load.Load_SS_31_RC1 | Load_SS_31_RC1 | [14 empty] | dssText.Command=['Load.Load_SS_31_RC1.Kv=’ num2str( | [5 empty] | 53 |  | dssText.Command=['Load.Load_SS_31_RC1.Kv=’ num2str(p(53))];
Load.Load_SS_31_RC2 | Load_SS_31_RC2 | [14 empty] | dssText.Command=['Load.Load_SS_31_RC2.Kv=’ num2str( | [5 empty] | 53 |  | dssText.Command=['Load.Load_SS_31_RC2.Kv=’ num2str(p(53))];
Load.Load_SS_31_RC3 | Load_SS_31_RC3 | [14 empty] | dssText.Command=['Load.Load_SS_31_RC3.Kv=’ num2str( | [5 empty] | 53 |  | dssText.Command=['Load.Load_SS_31_RC3.Kv=’ num2str(p(53))];
Load.Load_SS_30_RC1 | Load_SS_30_RC1 | [14 empty] | dssText.Command=['Load.Load_SS_30_RC1.Kv=’ num2str( | [5 empty] | 54 |  | dssText.Command=['Load.Load_SS_30_RC1.Kv=’ num2str(p(54))];
Load.Load_SS_30_RC2 | Load_SS_30_RC2 | [14 empty] | dssText.Command=['Load.Load_SS_30_RC2.Kv=’ num2str( | [5 empty] | 54 |  | dssText.Command=['Load.Load_SS_30_RC2.Kv=’ num2str(p(54))];
Load.Load_SS_30_RC3 | Load_SS_30_RC3 | [14 empty] | dssText.Command=['Load.Load_SS_30_RC3.Kv=’ num2str( | [5 empty] | 54 |  | dssText.Command=['Load.Load_SS_30_RC3.Kv=’ num2str(p(54))];
Load.Load_SB_B2A1 | Load_SB_B2A1 | [14 empty] | dssText.Command=['Load.Load_SB_B2A1.Kv=’ num2str( | [5 empty] | 55 |  | dssText.Command=['Load.Load_SB_B2A1.Kv=’ num2str(p(55))];
Load.Load_SB_B2A2 | Load_SB_B2A2 | [14 empty] | dssText.Command=['Load.Load_SB_B2A2.Kv=’ num2str( | [5 empty] | 55 |  | dssText.Command=['Load.Load_SB_B2A2.Kv=’ num2str(p(55))];
Load.Load_SB_B2A3 | Load_SB_B2A3 | [14 empty] | dssText.Command=['Load.Load_SB_B2A3.Kv=’ num2str( | [5 empty] | 55 |  | dssText.Command=['Load.Load_SB_B2A3.Kv=’ num2str(p(55))];
Load.Load_SS_52_SIO1 | Load_SS_52_SIO1 | [14 empty] | dssText.Command=['Load.Load_SS_52_SIO1.Kv=’ num2str( | [5 empty] | 56 |  | dssText.Command=['Load.Load_SS_52_SIO1.Kv=’ num2str(p(56))];
Load.Load_SS_52_SIO2 | Load_SS_52_SIO2 | [14 empty] | dssText.Command=['Load.Load_SS_52_SIO2.Kv=’ num2str( | [5 empty] | 56 |  | dssText.Command=['Load.Load_SS_52_SIO2.Kv=’ num2str(p(56))];
Load.Load_SS_52_SIO3 | Load_SS_52_SIO3 | [14 empty] | dssText.Command=['Load.Load_SS_52_SIO3.Kv=’ num2str( | [5 empty] | 56 |  | dssText.Command=['Load.Load_SS_52_SIO3.Kv=’ num2str(p(56))];
Load.Load_SS_82_WC1 | Load_SS_82_WC1 | [14 empty] | dssText.Command=['Load.Load_SS_82_WC1.Kv=’ num2str( | [5 empty] | 57 |  | dssText.Command=['Load.Load_SS_82_WC1.Kv=’ num2str(p(57))];
Load.Load_SS_82_WC2 | Load_SS_82_WC2 | [14 empty] | dssText.Command=['Load.Load_SS_82_WC2.Kv=’ num2str( | [5 empty] | 57 |  | dssText.Command=['Load.Load_SS_82_WC2.Kv=’ num2str(p(57))];
Load.Load_SS_82_WC3 | Load_SS_82_WC3 | [14 empty] | dssText.Command=['Load.Load_SS_82_WC3.Kv=’ num2str( | [5 empty] | 57 |  | dssText.Command=['Load.Load_SS_82_WC3.Kv=’ num2str(p(57))];
Load.Load_SS_91_WC1 | Load_SS_91_WC1 | [14 empty] | dssText.Command=['Load.Load_SS_91_WC1.Kv=’ num2str( | [5 empty] | 58 |  | dssText.Command=['Load.Load_SS_91_WC1.Kv=’ num2str(p(58))];
Load.Load_SS_91_WC2 | Load_SS_91_WC2 | [14 empty] | dssText.Command=['Load.Load_SS_91_WC2.Kv=’ num2str( | [5 empty] | 58 |  | dssText.Command=['Load.Load_SS_91_WC2.Kv=’ num2str(p(58))];
Load.Load_SS_91_WC3 | Load_SS_91_WC3 | [14 empty] | dssText.Command=['Load.Load_SS_91_WC3.Kv=’ num2str( | [5 empty] | 58 |  | dssText.Command=['Load.Load_SS_91_WC3.Kv=’ num2str(p(58))];
Load.Load_SS_92_ERC1 | Load_SS_92_ERC1 | [14 empty] | dssText.Command=['Load.Load_SS_92_ERC1.Kv=’ num2str( | [5 empty] | 59 |  | dssText.Command=['Load.Load_SS_92_ERC1.Kv=’ num2str(p(59))];
Load.Load_SS_92_ERC2 | Load_SS_92_ERC2 | [14 empty] | dssText.Command=['Load.Load_SS_92_ERC2.Kv=’ num2str( | [5 empty] | 59 |  | dssText.Command=['Load.Load_SS_92_ERC2.Kv=’ num2str(p(59))];
Load.Load_SS_92_ERC3 | Load_SS_92_ERC3 | [14 empty] | dssText.Command=['Load.Load_SS_92_ERC3.Kv=’ num2str( | [5 empty] | 59 |  | dssText.Command=['Load.Load_SS_92_ERC3.Kv=’ num2str(p(59))];
Load.Load_SVERD_US1_PRI1 | Load_SVERD_US1_PRI1 | [14 empty] | dssText.Command=['Load.Load_SVERD_US1_PRI1.Kv=’ num2str( | [5 empty] | 60 |  | dssText.Command=['Load.Load_SVERD_US1_PRI1.Kv=’ num2str(p(60))];
Load.Load_SVERD_US1_PRI2 | Load_SVERD_US1_PRI2 | [14 empty] | dssText.Command=['Load.Load_SVERD_US1_PRI2.Kv=’ num2str( | [5 empty] | 60 |  | dssText.Command=['Load.Load_SVERD_US1_PRI2.Kv=’ num2str(p(60))];
Load.Load_SVERD_US1_PRI3 | Load_SVERD_US1_PRI3 | [14 empty] | dssText.Command=['Load.Load_SVERD_US1_PRI3.Kv=’ num2str( | [5 empty] | 60 |  | dssText.Command=['Load.Load_SVERD_US1_PRI3.Kv=’ num2str(p(60))];
Load.Load_T_0501 | Load_T_0501 | [14 empty] | dssText.Command=['Load.Load_T_0501.Kv=’ num2str( | [5 empty] | 61 |  | dssText.Command=['Load.Load_T_0501.Kv=’ num2str(p(61))];
Load.Load_T_0502 | Load_T_0502 | [14 empty] | dssText.Command=['Load.Load_T_0502.Kv=’ num2str( | [5 empty] | 61 |  | dssText.Command=['Load.Load_T_0502.Kv=’ num2str(p(61))];
Load.Load_T_0503 | Load_T_0503 | [14 empty] | dssText.Command=['Load.Load_T_0503.Kv=’ num2str( | [5 empty] | 61 |  | dssText.Command=['Load.Load_T_0503.Kv=’ num2str(p(61))];
Load.Load_C_SERVICE_PRI1 | Load_C_SERVICE_PRI1 | [14 empty] | dssText.Command=['Load.Load_C_SERVICE_PRI1.Kv=’ num2str( | [5 empty] | 62 |  | dssText.Command=['Load.Load_C_SERVICE_PRI1.Kv=’ num2str(p(62))];
Load.Load_C_SERVICE_PRI2 | Load_C_SERVICE_PRI2 | [14 empty] | dssText.Command=['Load.Load_C_SERVICE_PRI2.Kv=’ num2str( | [5 empty] | 62 |  | dssText.Command=['Load.Load_C_SERVICE_PRI2.Kv=’ num2str(p(62))];
Load.Load_C_SERVICE_PRI3 | Load_C_SERVICE_PRI3 | [14 empty] | dssText.Command=['Load.Load_C_SERVICE_PRI3.Kv=’ num2str( | [5 empty] | 62 |  | dssText.Command=['Load.Load_C_SERVICE_PRI3.Kv=’ num2str(p(62))];
Load.Load_SW_T_071_0721 | Load_SW_T_071_0721 | [14 empty] | dssText.Command=['Load.Load_SW_T_071_0721.Kv=’ num2str( | [5 empty] | 63 |  | dssText.Command=['Load.Load_SW_T_071_0721.Kv=’ num2str(p(63))];
Load.Load_SW_T_071_0722 | Load_SW_T_071_0722 | [14 empty] | dssText.Command=['Load.Load_SW_T_071_0722.Kv=’ num2str( | [5 empty] | 63 |  | dssText.Command=['Load.Load_SW_T_071_0722.Kv=’ num2str(p(63))];
Load.Load_SW_T_071_0723 | Load_SW_T_071_0723 | [14 empty] | dssText.Command=['Load.Load_SW_T_071_0723.Kv=’ num2str( | [5 empty] | 63 |  | dssText.Command=['Load.Load_SW_T_071_0723.Kv=’ num2str(p(63))];
Load.Load_BUS_T_234_PRI1 | Load_BUS_T_234_PRI1 | [14 empty] | dssText.Command=['Load.Load_BUS_T_234_PRI1.Kv=’ num2str( | [5 empty] | 64 |  | dssText.Command=['Load.Load_BUS_T_234_PRI1.Kv=’ num2str(p(64))];
Load.Load_BUS_T_234_PRI2 | Load_BUS_T_234_PRI2 | [14 empty] | dssText.Command=['Load.Load_BUS_T_234_PRI2.Kv=’ num2str( | [5 empty] | 64 |  | dssText.Command=['Load.Load_BUS_T_234_PRI2.Kv=’ num2str(p(64))];
Load.Load_BUS_T_234_PRI3 | Load_BUS_T_234_PRI3 | [14 empty] | dssText.Command=['Load.Load_BUS_T_234_PRI3.Kv=’ num2str( | [5 empty] | 64 |  | dssText.Command=['Load.Load_BUS_T_234_PRI3.Kv=’ num2str(p(64))];
Load.Load_DB_CP1 | Load_DB_CP1 | [14 empty] | dssText.Command=['Load.Load_DB_CP1.Kv=’ num2str( | [5 empty] | 65 |  | dssText.Command=['Load.Load_DB_CP1.Kv=’ num2str(p(65))];
Load.Load_DB_CP2 | Load_DB_CP2 | [14 empty] | dssText.Command=['Load.Load_DB_CP2.Kv=’ num2str( | [5 empty] | 65 |  | dssText.Command=['Load.Load_DB_CP2.Kv=’ num2str(p(65))];
Load.Load_DB_CP3 | Load_DB_CP3 | [14 empty] | dssText.Command=['Load.Load_DB_CP3.Kv=’ num2str( | [5 empty] | 65 |  | dssText.Command=['Load.Load_DB_CP3.Kv=’ num2str(p(65))];
Load.Load_BUS_T_257_PRI1 | Load_BUS_T_257_PRI1 | [14 empty] | dssText.Command=['Load.Load_BUS_T_257_PRI1.Kv=’ num2str( | [5 empty] | 66 |  | dssText.Command=['Load.Load_BUS_T_257_PRI1.Kv=’ num2str(p(66))];
Load.Load_BUS_T_257_PRI2 | Load_BUS_T_257_PRI2 | [14 empty] | dssText.Command=['Load.Load_BUS_T_257_PRI2.Kv=’ num2str( | [5 empty] | 66 |  | dssText.Command=['Load.Load_BUS_T_257_PRI2.Kv=’ num2str(p(66))];
Load.Load_BUS_T_257_PRI3 | Load_BUS_T_257_PRI3 | [14 empty] | dssText.Command=['Load.Load_BUS_T_257_PRI3.Kv=’ num2str( | [5 empty] | 66 |  | dssText.Command=['Load.Load_BUS_T_257_PRI3.Kv=’ num2str(p(66))];
Load.Load_BUS_T_259_PRI1 | Load_BUS_T_259_PRI1 | [14 empty] | dssText.Command=['Load.Load_BUS_T_259_PRI1.Kv=’ num2str( | [5 empty] | 67 |  | dssText.Command=['Load.Load_BUS_T_259_PRI1.Kv=’ num2str(p(67))];
Load.Load_BUS_T_259_PRI2 | Load_BUS_T_259_PRI2 | [14 empty] | dssText.Command=['Load.Load_BUS_T_259_PRI2.Kv=’ num2str( | [5 empty] | 67 |  | dssText.Command=['Load.Load_BUS_T_259_PRI2.Kv=’ num2str(p(67))];
Load.Load_BUS_T_259_PRI3 | Load_BUS_T_259_PRI3 | [14 empty] | dssText.Command=['Load.Load_BUS_T_259_PRI3.Kv=’ num2str( | [5 empty] | 67 |  | dssText.Command=['Load.Load_BUS_T_259_PRI3.Kv=’ num2str(p(67))];
Load.Load_T_270_PRI1 | Load_T_270_PRI1 | [14 empty] | dssText.Command=['Load.Load_T_270_PRI1.Kv=’ num2str( | [5 empty] | 68 |  | dssText.Command=['Load.Load_T_270_PRI1.Kv=’ num2str(p(68))];
Load.Load_T_270_PRI2 | Load_T_270_PRI2 | [14 empty] | dssText.Command=['Load.Load_T_270_PRI2.Kv=’ num2str( | [5 empty] | 68 |  | dssText.Command=['Load.Load_T_270_PRI2.Kv=’ num2str(p(68))];
Load.Load_T_270_PRI3 | Load_T_270_PRI3 | [14 empty] | dssText.Command=['Load.Load_T_270_PRI3.Kv=’ num2str( | [5 empty] | 68 |  | dssText.Command=['Load.Load_T_270_PRI3.Kv=’ num2str(p(68))];
Load.Load_T_281_PRI1 | Load_T_281_PRI1 | [14 empty] | dssText.Command=['Load.Load_T_281_PRI1.Kv=’ num2str( | [5 empty] | 69 |  | dssText.Command=['Load.Load_T_281_PRI1.Kv=’ num2str(p(69))];
Load.Load_T_281_PRI2 | Load_T_281_PRI2 | [14 empty] | dssText.Command=['Load.Load_T_281_PRI2.Kv=’ num2str( | [5 empty] | 69 |  | dssText.Command=['Load.Load_T_281_PRI2.Kv=’ num2str(p(69))];
Load.Load_T_281_PRI3 | Load_T_281_PRI3 | [14 empty] | dssText.Command=['Load.Load_T_281_PRI3.Kv=’ num2str( | [5 empty] | 69 |  | dssText.Command=['Load.Load_T_281_PRI3.Kv=’ num2str(p(69))];
Load.Load_BUS_T_284_PRI1 | Load_BUS_T_284_PRI1 | [14 empty] | dssText.Command=['Load.Load_BUS_T_284_PRI1.Kv=’ num2str( | [5 empty] | 70 |  | dssText.Command=['Load.Load_BUS_T_284_PRI1.Kv=’ num2str(p(70))];
Load.Load_BUS_T_284_PRI2 | Load_BUS_T_284_PRI2 | [14 empty] | dssText.Command=['Load.Load_BUS_T_284_PRI2.Kv=’ num2str( | [5 empty] | 70 |  | dssText.Command=['Load.Load_BUS_T_284_PRI2.Kv=’ num2str(p(70))];
Load.Load_BUS_T_284_PRI3 | Load_BUS_T_284_PRI3 | [14 empty] | dssText.Command=['Load.Load_BUS_T_284_PRI3.Kv=’ num2str( | [5 empty] | 70 |  | dssText.Command=['Load.Load_BUS_T_284_PRI3.Kv=’ num2str(p(70))];
Load.Load_PRI_T_306_SHILEY1 | Load_PRI_T_306_SHILEY1 | [14 empty] | dssText.Command=['Load.Load_PRI_T_306_SHILEY1.Kv=’ num2str( | [5 empty] | 71 |  | dssText.Command=['Load.Load_PRI_T_306_SHILEY1.Kv=’ num2str(p(71))];
Load.Load_PRI_T_306_SHILEY2 | Load_PRI_T_306_SHILEY2 | [14 empty] | dssText.Command=['Load.Load_PRI_T_306_SHILEY2.Kv=’ num2str( | [5 empty] | 71 |  | dssText.Command=['Load.Load_PRI_T_306_SHILEY2.Kv=’ num2str(p(71))];
Load.Load_PRI_T_306_SHILEY3 | Load_PRI_T_306_SHILEY3 | [14 empty] | dssText.Command=['Load.Load_PRI_T_306_SHILEY3.Kv=’ num2str( | [5 empty] | 71 |  | dssText.Command=['Load.Load_PRI_T_306_SHILEY3.Kv=’ num2str(p(71))];
Load.Load_BUS_T_318_PRI1 | Load_BUS_T_318_PRI1 | [14 empty] | dssText.Command=['Load.Load_BUS_T_318_PRI1.Kv=’ num2str( | [5 empty] | 72 |  | dssText.Command=['Load.Load_BUS_T_318_PRI1.Kv=’ num2str(p(72))];
Load.Load_BUS_T_318_PRI2 | Load_BUS_T_318_PRI2 | [14 empty] | dssText.Command=['Load.Load_BUS_T_318_PRI2.Kv=’ num2str( | [5 empty] | 72 |  | dssText.Command=['Load.Load_BUS_T_318_PRI2.Kv=’ num2str(p(72))];
Load.Load_BUS_T_318_PRI3 | Load_BUS_T_318_PRI3 | [14 empty] | dssText.Command=['Load.Load_BUS_T_318_PRI3.Kv=’ num2str( | [5 empty] | 72 |  | dssText.Command=['Load.Load_BUS_T_318_PRI3.Kv=’ num2str(p(72))];
Load.Load_T_PHARM_ESA_P1 | Load_T_PHARM_ESA_P1 | [14 empty] | dssText.Command=['Load.Load_T_PHARM_ESA_P1.Kv=’ num2str( | [5 empty] | 73 |  | dssText.Command=['Load.Load_T_PHARM_ESA_P1.Kv=’ num2str(p(73))];
Load.Load_T_PHARM_ESA_P2 | Load_T_PHARM_ESA_P2 | [14 empty] | dssText.Command=['Load.Load_T_PHARM_ESA_P2.Kv=’ num2str( | [5 empty] | 73 |  | dssText.Command=['Load.Load_T_PHARM_ESA_P2.Kv=’ num2str(p(73))];
Load.Load_T_PHARM_ESA_P3 | Load_T_PHARM_ESA_P3 | [14 empty] | dssText.Command=['Load.Load_T_PHARM_ESA_P3.Kv=’ num2str( | [5 empty] | 73 |  | dssText.Command=['Load.Load_T_PHARM_ESA_P3.Kv=’ num2str(p(73))];
Load.Load_T_341_PRI1 | Load_T_341_PRI1 | [14 empty] | dssText.Command=['Load.Load_T_341_PRI1.Kv=’ num2str( | [5 empty] | 74 |  | dssText.Command=['Load.Load_T_341_PRI1.Kv=’ num2str(p(74))];
Load.Load_T_341_PRI2 | Load_T_341_PRI2 | [14 empty] | dssText.Command=['Load.Load_T_341_PRI2.Kv=’ num2str( | [5 empty] | 74 |  | dssText.Command=['Load.Load_T_341_PRI2.Kv=’ num2str(p(74))];
Load.Load_T_341_PRI3 | Load_T_341_PRI3 | [14 empty] | dssText.Command=['Load.Load_T_341_PRI3.Kv=’ num2str( | [5 empty] | 74 |  | dssText.Command=['Load.Load_T_341_PRI3.Kv=’ num2str(p(74))];
Load.Load_BUS_T_347_PRI1 | Load_BUS_T_347_PRI1 | [14 empty] | dssText.Command=['Load.Load_BUS_T_347_PRI1.Kv=’ num2str( | [5 empty] | 75 |  | dssText.Command=['Load.Load_BUS_T_347_PRI1.Kv=’ num2str(p(75))];
Load.Load_BUS_T_347_PRI2 | Load_BUS_T_347_PRI2 | [14 empty] | dssText.Command=['Load.Load_BUS_T_347_PRI2.Kv=’ num2str( | [5 empty] | 75 |  | dssText.Command=['Load.Load_BUS_T_347_PRI2.Kv=’ num2str(p(75))];
Load.Load_BUS_T_347_PRI3 | Load_BUS_T_347_PRI3 | [14 empty] | dssText.Command=['Load.Load_BUS_T_347_PRI3.Kv=’ num2str( | [5 empty] | 75 |  | dssText.Command=['Load.Load_BUS_T_347_PRI3.Kv=’ num2str(p(75))];
Load.Load_HEALTH_CENTER1 | Load_HEALTH_CENTER1 | [14 empty] | dssText.Command=['Load.Load_HEALTH_CENTER1.Kv=’ num2str( | [5 empty] | 76 |  | dssText.Command=['Load.Load_HEALTH_CENTER1.Kv=’ num2str(p(76))];
Load.Load_HEALTH_CENTER2 | Load_HEALTH_CENTER2 | [14 empty] | dssText.Command=['Load.Load_HEALTH_CENTER2.Kv=’ num2str( | [5 empty] | 76 |  | dssText.Command=['Load.Load_HEALTH_CENTER2.Kv=’ num2str(p(76))];
Load.Load_HEALTH_CENTER3 | Load_HEALTH_CENTER3 | [14 empty] | dssText.Command=['Load.Load_HEALTH_CENTER3.Kv=’ num2str( | [5 empty] | 76 |  | dssText.Command=['Load.Load_HEALTH_CENTER3.Kv=’ num2str(p(76))];
Load.Load_CRB_3B1 | Load_CRB_3B1 | [14 empty] | dssText.Command=['Load.Load_CRB_3B1.Kv=’ num2str( | [5 empty] | 77 |  | dssText.Command=['Load.Load_CRB_3B1.Kv=’ num2str(p(77))];
Load.Load_CRB_3B2 | Load_CRB_3B2 | [14 empty] | dssText.Command=['Load.Load_CRB_3B2.Kv=’ num2str( | [5 empty] | 77 |  | dssText.Command=['Load.Load_CRB_3B2.Kv=’ num2str(p(77))];
Load.Load_CRB_3B3 | Load_CRB_3B3 | [14 empty] | dssText.Command=['Load.Load_CRB_3B3.Kv=’ num2str( | [5 empty] | 77 |  | dssText.Command=['Load.Load_CRB_3B3.Kv=’ num2str(p(77))];
Load.Load_HUBBS_HALL1 | Load_HUBBS_HALL1 | [14 empty] | dssText.Command=['Load.Load_HUBBS_HALL1.Kv=’ num2str( | [5 empty] | 78 |  | dssText.Command=['Load.Load_HUBBS_HALL1.Kv=’ num2str(p(78))];
Load.Load_HUBBS_HALL2 | Load_HUBBS_HALL2 | [14 empty] | dssText.Command=['Load.Load_HUBBS_HALL2.Kv=’ num2str( | [5 empty] | 78 |  | dssText.Command=['Load.Load_HUBBS_HALL2.Kv=’ num2str(p(78))];
Load.Load_HUBBS_HALL3 | Load_HUBBS_HALL3 | [14 empty] | dssText.Command=['Load.Load_HUBBS_HALL3.Kv=’ num2str( | [5 empty] | 78 |  | dssText.Command=['Load.Load_HUBBS_HALL3.Kv=’ num2str(p(78))];
Load.Load_FACULTY_CLUB1 | Load_FACULTY_CLUB1 | [14 empty] | dssText.Command=['Load.Load_FACULTY_CLUB1.Kv=’ num2str( | [5 empty] | 79 |  | dssText.Command=['Load.Load_FACULTY_CLUB1.Kv=’ num2str(p(79))];
Load.Load_FACULTY_CLUB2 | Load_FACULTY_CLUB2 | [14 empty] | dssText.Command=['Load.Load_FACULTY_CLUB2.Kv=’ num2str( | [5 empty] | 79 |  | dssText.Command=['Load.Load_FACULTY_CLUB2.Kv=’ num2str(p(79))];
Load.Load_FACULTY_CLUB3 | Load_FACULTY_CLUB3 | [14 empty] | dssText.Command=['Load.Load_FACULTY_CLUB3.Kv=’ num2str( | [5 empty] | 79 |  | dssText.Command=['Load.Load_FACULTY_CLUB3.Kv=’ num2str(p(79))];
Load.Load_POWELL_STRUCT1 | Load_POWELL_STRUCT1 | [14 empty] | dssText.Command=['Load.Load_POWELL_STRUCT1.Kv=’ num2str( | [5 empty] | 80 |  | dssText.Command=['Load.Load_POWELL_STRUCT1.Kv=’ num2str(p(80))];
Load.Load_POWELL_STRUCT2 | Load_POWELL_STRUCT2 | [14 empty] | dssText.Command=['Load.Load_POWELL_STRUCT2.Kv=’ num2str( | [5 empty] | 80 |  | dssText.Command=['Load.Load_POWELL_STRUCT2.Kv=’ num2str(p(80))];
Load.Load_POWELL_STRUCT3 | Load_POWELL_STRUCT3 | [14 empty] | dssText.Command=['Load.Load_POWELL_STRUCT3.Kv=’ num2str( | [5 empty] | 80 |  | dssText.Command=['Load.Load_POWELL_STRUCT3.Kv=’ num2str(p(80))];
Load.Load_T_137_SEC_EBU11 | Load_T_137_SEC_EBU11 | [14 empty] | dssText.Command=['Load.Load_T_137_SEC_EBU11.Kv=’ num2str( | [5 empty] | 81 |  | dssText.Command=['Load.Load_T_137_SEC_EBU11.Kv=’ num2str(p(81))];
Load.Load_T_137_SEC_EBU12 | Load_T_137_SEC_EBU12 | [14 empty] | dssText.Command=['Load.Load_T_137_SEC_EBU12.Kv=’ num2str( | [5 empty] | 81 |  | dssText.Command=['Load.Load_T_137_SEC_EBU12.Kv=’ num2str(p(81))];
Load.Load_T_137_SEC_EBU13 | Load_T_137_SEC_EBU13 | [14 empty] | dssText.Command=['Load.Load_T_137_SEC_EBU13.Kv=’ num2str( | [5 empty] | 81 |  | dssText.Command=['Load.Load_T_137_SEC_EBU13.Kv=’ num2str(p(81))];
Load.Load_EBU1_T_1381 | Load_EBU1_T_1381 | [14 empty] | dssText.Command=['Load.Load_EBU1_T_1381.Kv=’ num2str( | [5 empty] | 82 |  | dssText.Command=['Load.Load_EBU1_T_1381.Kv=’ num2str(p(82))];
Load.Load_EBU1_T_1382 | Load_EBU1_T_1382 | [14 empty] | dssText.Command=['Load.Load_EBU1_T_1382.Kv=’ num2str( | [5 empty] | 82 |  | dssText.Command=['Load.Load_EBU1_T_1382.Kv=’ num2str(p(82))];
Load.Load_EBU1_T_1383 | Load_EBU1_T_1383 | [14 empty] | dssText.Command=['Load.Load_EBU1_T_1383.Kv=’ num2str( | [5 empty] | 82 |  | dssText.Command=['Load.Load_EBU1_T_1383.Kv=’ num2str(p(82))];
Load.Load_PHYS_ED_BLDGS1 | Load_PHYS_ED_BLDGS1 | [14 empty] | dssText.Command=['Load.Load_PHYS_ED_BLDGS1.Kv=’ num2str( | [5 empty] | 83 |  | dssText.Command=['Load.Load_PHYS_ED_BLDGS1.Kv=’ num2str(p(83))];
Load.Load_PHYS_ED_BLDGS2 | Load_PHYS_ED_BLDGS2 | [14 empty] | dssText.Command=['Load.Load_PHYS_ED_BLDGS2.Kv=’ num2str( | [5 empty] | 83 |  | dssText.Command=['Load.Load_PHYS_ED_BLDGS2.Kv=’ num2str(p(83))];
Load.Load_PHYS_ED_BLDGS3 | Load_PHYS_ED_BLDGS3 | [14 empty] | dssText.Command=['Load.Load_PHYS_ED_BLDGS3.Kv=’ num2str( | [5 empty] | 83 |  | dssText.Command=['Load.Load_PHYS_ED_BLDGS3.Kv=’ num2str(p(83))];
Load.Load_T_171_SEC1 | Load_T_171_SEC1 | [14 empty] | dssText.Command=['Load.Load_T_171_SEC1.Kv=’ num2str( | [5 empty] | 84 |  | dssText.Command=['Load.Load_T_171_SEC1.Kv=’ num2str(p(84))];
Load.Load_T_171_SEC2 | Load_T_171_SEC2 | [14 empty] | dssText.Command=['Load.Load_T_171_SEC2.Kv=’ num2str( | [5 empty] | 84 |  | dssText.Command=['Load.Load_T_171_SEC2.Kv=’ num2str(p(84))];
Load.Load_T_171_SEC3 | Load_T_171_SEC3 | [14 empty] | dssText.Command=['Load.Load_T_171_SEC3.Kv=’ num2str( | [5 empty] | 84 |  | dssText.Command=['Load.Load_T_171_SEC3.Kv=’ num2str(p(84))];
Load.Load_T_179_OCEANVIEW_SEC1 | Load_T_179_OCEANVIEW_SEC1 | [14 empty] | dssText.Command=['Load.Load_T_179_OCEANVIEW_SEC1.Kv=’ num2str( | [5 empty] | 85 |  | dssText.Command=['Load.Load_T_179_OCEANVIEW_SEC1.Kv=’ num2str(p(85))];
Load.Load_T_179_OCEANVIEW_SEC2 | Load_T_179_OCEANVIEW_SEC2 | [14 empty] | dssText.Command=['Load.Load_T_179_OCEANVIEW_SEC2.Kv=’ num2str( | [5 empty] | 85 |  | dssText.Command=['Load.Load_T_179_OCEANVIEW_SEC2.Kv=’ num2str(p(85))];
Load.Load_T_179_OCEANVIEW_SEC3 | Load_T_179_OCEANVIEW_SEC3 | [14 empty] | dssText.Command=['Load.Load_T_179_OCEANVIEW_SEC3.Kv=’ num2str( | [5 empty] | 85 |  | dssText.Command=['Load.Load_T_179_OCEANVIEW_SEC3.Kv=’ num2str(p(85))];
Load.Load_HI_BAY_PHYSICS1 | Load_HI_BAY_PHYSICS1 | [14 empty] | dssText.Command=['Load.Load_HI_BAY_PHYSICS1.Kv=’ num2str( | [5 empty] | 86 |  | dssText.Command=['Load.Load_HI_BAY_PHYSICS1.Kv=’ num2str(p(86))];
Load.Load_HI_BAY_PHYSICS2 | Load_HI_BAY_PHYSICS2 | [14 empty] | dssText.Command=['Load.Load_HI_BAY_PHYSICS2.Kv=’ num2str( | [5 empty] | 86 |  | dssText.Command=['Load.Load_HI_BAY_PHYSICS2.Kv=’ num2str(p(86))];
Load.Load_HI_BAY_PHYSICS3 | Load_HI_BAY_PHYSICS3 | [14 empty] | dssText.Command=['Load.Load_HI_BAY_PHYSICS3.Kv=’ num2str( | [5 empty] | 86 |  | dssText.Command=['Load.Load_HI_BAY_PHYSICS3.Kv=’ num2str(p(86))];
Load.Load_MANDEVILLE_CTR1 | Load_MANDEVILLE_CTR1 | [14 empty] | dssText.Command=['Load.Load_MANDEVILLE_CTR1.Kv=’ num2str( | [5 empty] | 87 |  | dssText.Command=['Load.Load_MANDEVILLE_CTR1.Kv=’ num2str(p(87))];
Load.Load_MANDEVILLE_CTR2 | Load_MANDEVILLE_CTR2 | [14 empty] | dssText.Command=['Load.Load_MANDEVILLE_CTR2.Kv=’ num2str( | [5 empty] | 87 |  | dssText.Command=['Load.Load_MANDEVILLE_CTR2.Kv=’ num2str(p(87))];
Load.Load_MANDEVILLE_CTR3 | Load_MANDEVILLE_CTR3 | [14 empty] | dssText.Command=['Load.Load_MANDEVILLE_CTR3.Kv=’ num2str( | [5 empty] | 87 |  | dssText.Command=['Load.Load_MANDEVILLE_CTR3.Kv=’ num2str(p(87))];
Load.Load_IGPP_SUB1 | Load_IGPP_SUB1 | [14 empty] | dssText.Command=['Load.Load_IGPP_SUB1.Kv=’ num2str( | [5 empty] | 88 |  | dssText.Command=['Load.Load_IGPP_SUB1.Kv=’ num2str(p(88))];
Load.Load_IGPP_SUB2 | Load_IGPP_SUB2 | [14 empty] | dssText.Command=['Load.Load_IGPP_SUB2.Kv=’ num2str( | [5 empty] | 88 |  | dssText.Command=['Load.Load_IGPP_SUB2.Kv=’ num2str(p(88))];
Load.Load_IGPP_SUB3 | Load_IGPP_SUB3 | [14 empty] | dssText.Command=['Load.Load_IGPP_SUB3.Kv=’ num2str( | [5 empty] | 88 |  | dssText.Command=['Load.Load_IGPP_SUB3.Kv=’ num2str(p(88))];
Load.Load_VISUAL_ARTS1 | Load_VISUAL_ARTS1 | [14 empty] | dssText.Command=['Load.Load_VISUAL_ARTS1.Kv=’ num2str( | [5 empty] | 89 |  | dssText.Command=['Load.Load_VISUAL_ARTS1.Kv=’ num2str(p(89))];
Load.Load_VISUAL_ARTS2 | Load_VISUAL_ARTS2 | [14 empty] | dssText.Command=['Load.Load_VISUAL_ARTS2.Kv=’ num2str( | [5 empty] | 89 |  | dssText.Command=['Load.Load_VISUAL_ARTS2.Kv=’ num2str(p(89))];
Load.Load_VISUAL_ARTS3 | Load_VISUAL_ARTS3 | [14 empty] | dssText.Command=['Load.Load_VISUAL_ARTS3.Kv=’ num2str( | [5 empty] | 89 |  | dssText.Command=['Load.Load_VISUAL_ARTS3.Kv=’ num2str(p(89))];
Load.Load_US_2_RIMAC1 | Load_US_2_RIMAC1 | [14 empty] | dssText.Command=['Load.Load_US_2_RIMAC1.Kv=’ num2str( | [5 empty] | 90 |  | dssText.Command=['Load.Load_US_2_RIMAC1.Kv=’ num2str(p(90))];
Load.Load_US_2_RIMAC2 | Load_US_2_RIMAC2 | [14 empty] | dssText.Command=['Load.Load_US_2_RIMAC2.Kv=’ num2str( | [5 empty] | 90 |  | dssText.Command=['Load.Load_US_2_RIMAC2.Kv=’ num2str(p(90))];
Load.Load_US_2_RIMAC3 | Load_US_2_RIMAC3 | [14 empty] | dssText.Command=['Load.Load_US_2_RIMAC3.Kv=’ num2str( | [5 empty] | 90 |  | dssText.Command=['Load.Load_US_2_RIMAC3.Kv=’ num2str(p(90))];
Load.Load_EBU2_LAB1 | Load_EBU2_LAB1 | [14 empty] | dssText.Command=['Load.Load_EBU2_LAB1.Kv=’ num2str( | [5 empty] | 91 |  | dssText.Command=['Load.Load_EBU2_LAB1.Kv=’ num2str(p(91))];
Load.Load_EBU2_LAB2 | Load_EBU2_LAB2 | [14 empty] | dssText.Command=['Load.Load_EBU2_LAB2.Kv=’ num2str( | [5 empty] | 91 |  | dssText.Command=['Load.Load_EBU2_LAB2.Kv=’ num2str(p(91))];
Load.Load_EBU2_LAB3 | Load_EBU2_LAB3 | [14 empty] | dssText.Command=['Load.Load_EBU2_LAB3.Kv=’ num2str( | [5 empty] | 91 |  | dssText.Command=['Load.Load_EBU2_LAB3.Kv=’ num2str(p(91))];
Load.Load_BIRCH_AQUARIUM1 | Load_BIRCH_AQUARIUM1 | [14 empty] | dssText.Command=['Load.Load_BIRCH_AQUARIUM1.Kv=’ num2str( | [5 empty] | 92 |  | dssText.Command=['Load.Load_BIRCH_AQUARIUM1.Kv=’ num2str(p(92))];
Load.Load_BIRCH_AQUARIUM2 | Load_BIRCH_AQUARIUM2 | [14 empty] | dssText.Command=['Load.Load_BIRCH_AQUARIUM2.Kv=’ num2str( | [5 empty] | 92 |  | dssText.Command=['Load.Load_BIRCH_AQUARIUM2.Kv=’ num2str(p(92))];
Load.Load_BIRCH_AQUARIUM3 | Load_BIRCH_AQUARIUM3 | [14 empty] | dssText.Command=['Load.Load_BIRCH_AQUARIUM3.Kv=’ num2str( | [5 empty] | 92 |  | dssText.Command=['Load.Load_BIRCH_AQUARIUM3.Kv=’ num2str(p(92))];
Load.Load_SVERDRUP_US11 | Load_SVERDRUP_US11 | [14 empty] | dssText.Command=['Load.Load_SVERDRUP_US11.Kv=’ num2str( | [5 empty] | 93 |  | dssText.Command=['Load.Load_SVERDRUP_US11.Kv=’ num2str(p(93))];
Load.Load_SVERDRUP_US12 | Load_SVERDRUP_US12 | [14 empty] | dssText.Command=['Load.Load_SVERDRUP_US12.Kv=’ num2str( | [5 empty] | 93 |  | dssText.Command=['Load.Load_SVERDRUP_US12.Kv=’ num2str(p(93))];
Load.Load_SVERDRUP_US13 | Load_SVERDRUP_US13 | [14 empty] | dssText.Command=['Load.Load_SVERDRUP_US13.Kv=’ num2str( | [5 empty] | 93 |  | dssText.Command=['Load.Load_SVERDRUP_US13.Kv=’ num2str(p(93))];
Load.Load_CENT_HALL1 | Load_CENT_HALL1 | [14 empty] | dssText.Command=['Load.Load_CENT_HALL1.Kv=’ num2str( | [5 empty] | 94 |  | dssText.Command=['Load.Load_CENT_HALL1.Kv=’ num2str(p(94))];
Load.Load_CENT_HALL2 | Load_CENT_HALL2 | [14 empty] | dssText.Command=['Load.Load_CENT_HALL2.Kv=’ num2str( | [5 empty] | 94 |  | dssText.Command=['Load.Load_CENT_HALL2.Kv=’ num2str(p(94))];
Load.Load_CENT_HALL3 | Load_CENT_HALL3 | [14 empty] | dssText.Command=['Load.Load_CENT_HALL3.Kv=’ num2str( | [5 empty] | 94 |  | dssText.Command=['Load.Load_CENT_HALL3.Kv=’ num2str(p(94))];
Load.Load_SERF_BLDG1 | Load_SERF_BLDG1 | [14 empty] | dssText.Command=['Load.Load_SERF_BLDG1.Kv=’ num2str( | [5 empty] | 95 |  | dssText.Command=['Load.Load_SERF_BLDG1.Kv=’ num2str(p(95))];
Load.Load_SERF_BLDG2 | Load_SERF_BLDG2 | [14 empty] | dssText.Command=['Load.Load_SERF_BLDG2.Kv=’ num2str( | [5 empty] | 95 |  | dssText.Command=['Load.Load_SERF_BLDG2.Kv=’ num2str(p(95))];
Load.Load_SERF_BLDG3 | Load_SERF_BLDG3 | [14 empty] | dssText.Command=['Load.Load_SERF_BLDG3.Kv=’ num2str( | [5 empty] | 95 |  | dssText.Command=['Load.Load_SERF_BLDG3.Kv=’ num2str(p(95))];
Load.Load_DANCE_STUDIO1 | Load_DANCE_STUDIO1 | [14 empty] | dssText.Command=['Load.Load_DANCE_STUDIO1.Kv=’ num2str( | [5 empty] | 96 |  | dssText.Command=['Load.Load_DANCE_STUDIO1.Kv=’ num2str(p(96))];
Load.Load_DANCE_STUDIO2 | Load_DANCE_STUDIO2 | [14 empty] | dssText.Command=['Load.Load_DANCE_STUDIO2.Kv=’ num2str( | [5 empty] | 96 |  | dssText.Command=['Load.Load_DANCE_STUDIO2.Kv=’ num2str(p(96))];
Load.Load_DANCE_STUDIO3 | Load_DANCE_STUDIO3 | [14 empty] | dssText.Command=['Load.Load_DANCE_STUDIO3.Kv=’ num2str( | [5 empty] | 96 |  | dssText.Command=['Load.Load_DANCE_STUDIO3.Kv=’ num2str(p(96))];
Load.Load_T_259_SEC1 | Load_T_259_SEC1 | [14 empty] | dssText.Command=['Load.Load_T_259_SEC1.Kv=’ num2str( | [5 empty] | 97 |  | dssText.Command=['Load.Load_T_259_SEC1.Kv=’ num2str(p(97))];
Load.Load_T_259_SEC2 | Load_T_259_SEC2 | [14 empty] | dssText.Command=['Load.Load_T_259_SEC2.Kv=’ num2str( | [5 empty] | 97 |  | dssText.Command=['Load.Load_T_259_SEC2.Kv=’ num2str(p(97))];
Load.Load_T_259_SEC3 | Load_T_259_SEC3 | [14 empty] | dssText.Command=['Load.Load_T_259_SEC3.Kv=’ num2str( | [5 empty] | 97 |  | dssText.Command=['Load.Load_T_259_SEC3.Kv=’ num2str(p(97))];
Load.Load_GALBRAITH_HALL1 | Load_GALBRAITH_HALL1 | [14 empty] | dssText.Command=['Generator.Gen_SG1_BUS1.Kv=’ num2str( | [5 empty] | 98 |  | dssText.Command=['Generator.Gen_SG1_BUS1.Kv=’ num2str(p(98))];
Load.Load_GALBRAITH_HALL2 | Load_GALBRAITH_HALL2 | [14 empty] | dssText.Command=['Generator.Gen_SG1_BUS2.Kv=’ num2str( | [5 empty] | 98 |  | dssText.Command=['Generator.Gen_SG1_BUS2.Kv=’ num2str(p(98))];
Load.Load_GALBRAITH_HALL3 | Load_GALBRAITH_HALL3 | [14 empty] | dssText.Command=['Generator.Gen_SG1_BUS3.Kv=’ num2str( | [5 empty] | 98 |  | dssText.Command=['Generator.Gen_SG1_BUS3.Kv=’ num2str(p(98))];
Load.Load_T_270_SEC1 | Load_T_270_SEC1 | [14 empty] | dssText.Command=['Generator.Gen_PSB1.Kv=’ num2str( | [5 empty] | 99 |  | dssText.Command=['Generator.Gen_PSB1.Kv=’ num2str(p(99))];
Load.Load_T_270_SEC2 | Load_T_270_SEC2 | [14 empty] | dssText.Command=['Generator.Gen_PSB2.Kv=’ num2str( | [5 empty] | 99 |  | dssText.Command=['Generator.Gen_PSB2.Kv=’ num2str(p(99))];
Load.Load_T_270_SEC3 | Load_T_270_SEC3 | [14 empty] | dssText.Command=['Generator.Gen_PSB3.Kv=’ num2str( | [5 empty] | 99 |  | dssText.Command=['Generator.Gen_PSB3.Kv=’ num2str(p(99))];
Load.Load_GILMAN_PARKING1 | Load_GILMAN_PARKING1 | [14 empty] | dssText.Command=['Generator.Gen_PSA1.Kv=’ num2str( | [5 empty] | 100 |  | dssText.Command=['Generator.Gen_PSA1.Kv=’ num2str(p(100))];
Load.Load_GILMAN_PARKING2 | Load_GILMAN_PARKING2 | [14 empty] | dssText.Command=['Generator.Gen_PSA2.Kv=’ num2str( | [5 empty] | 100 |  | dssText.Command=['Generator.Gen_PSA2.Kv=’ num2str(p(100))];
Load.Load_GILMAN_PARKING3 | Load_GILMAN_PARKING3 | [14 empty] | dssText.Command=['Generator.Gen_PSA3.Kv=’ num2str( | [5 empty] | 100 |  | dssText.Command=['Generator.Gen_PSA3.Kv=’ num2str(p(100))];
Load.Load_PREUSS_SCHOOL1 | Load_PREUSS_SCHOOL1
Load.Load_PREUSS_SCHOOL2 | Load_PREUSS_SCHOOL2
Load.Load_PREUSS_SCHOOL3 | Load_PREUSS_SCHOOL3
Load.Load_NC_PARKING_4801 | Load_NC_PARKING_4801
Load.Load_NC_PARKING_4802 | Load_NC_PARKING_4802
Load.Load_NC_PARKING_4803 | Load_NC_PARKING_4803
Load.Load_EC_OFFICE_BLDG1 | Load_EC_OFFICE_BLDG1
Load.Load_EC_OFFICE_BLDG2 | Load_EC_OFFICE_BLDG2
Load.Load_EC_OFFICE_BLDG3 | Load_EC_OFFICE_BLDG3
Load.Load_SHILEY_EYE_CTR1 | Load_SHILEY_EYE_CTR1
Load.Load_SHILEY_EYE_CTR2 | Load_SHILEY_EYE_CTR2
Load.Load_SHILEY_EYE_CTR3 | Load_SHILEY_EYE_CTR3
Load.Load_MULT_BLD_SEC1 | Load_MULT_BLD_SEC1
Load.Load_MULT_BLD_SEC2 | Load_MULT_BLD_SEC2
Load.Load_MULT_BLD_SEC3 | Load_MULT_BLD_SEC3
Load.Load_LA_JOLLA_PLAY1 | Load_LA_JOLLA_PLAY1
Load.Load_LA_JOLLA_PLAY2 | Load_LA_JOLLA_PLAY2
Load.Load_LA_JOLLA_PLAY3 | Load_LA_JOLLA_PLAY3
Load.Load_T_326_SEC1 | Load_T_326_SEC1
Load.Load_T_326_SEC2 | Load_T_326_SEC2 | [15 empty] | 3773.418 |  |  |  |  | 19824
Load.Load_T_326_SEC3 | Load_T_326_SEC3
Load.Load_PHARM_ESA1 | Load_PHARM_ESA1
Load.Load_PHARM_ESA2 | Load_PHARM_ESA2 | [7 empty] | Load.Load_GALBRAITH_HALL1 |  |  | New | Load.Load_GALBRAITH_HALL1 | Phases=1 | bus1=GALBRAITH_HALL.1 | Kv=0.28 | 65.674 | Model=1 | Kvar=49.2555
Load.Load_PHARM_ESA3 | Load_PHARM_ESA3 | [7 empty] | Load.Load_GALBRAITH_HALL2 |  |  | New | Load.Load_GALBRAITH_HALL2 | Phases=1 | bus1=GALBRAITH_HALL.2 | Kv=0.28 | 65.674 | Model=1 | Kvar=49.2555
Load.Load_BIO_MED_SEC1 | Load_BIO_MED_SEC1 | [7 empty] | Load.Load_GALBRAITH_HALL3 |  |  | New | Load.Load_GALBRAITH_HALL3 | Phases=1 | bus1=GALBRAITH_HALL.3 | Kv=0.28 | 65.674 | Model=1 | Kvar=49.2555
Load.Load_BIO_MED_SEC2 | Load_BIO_MED_SEC2 | [7 empty] | Load.Load_T_270_SEC1 |  |  | New | Load.Load_T_270_SEC1 | Phases=1 | bus1=T_270_SEC.1 | Kv=0.28 | 10 | Model=1 | Kvar=7.5
Load.Load_BIO_MED_SEC3 | Load_BIO_MED_SEC3 | [7 empty] | Load.Load_T_270_SEC2 |  |  | New | Load.Load_T_270_SEC2 | Phases=1 | bus1=T_270_SEC.2 | Kv=0.28 | 10 | Model=1 | Kvar=7.5
Load.Load_STUD_ACAD1 | Load_STUD_ACAD1 | [7 empty] | Load.Load_T_270_SEC3 |  |  | New | Load.Load_T_270_SEC3 | Phases=1 | bus1=T_270_SEC.3 | Kv=0.28 | 10 | Model=1 | Kvar=7.5
Load.Load_STUD_ACAD2 | Load_STUD_ACAD2 | [7 empty] | Load.Load_GILMAN_PARKING1 |  |  | New | Load.Load_GILMAN_PARKING1 | Phases=1 | bus1=GILMAN_PARKING.1 | Kv=0.28 | 65.674 | Model=1 | Kvar=49.2555
Load.Load_STUD_ACAD3 | Load_STUD_ACAD3 | [7 empty] | Load.Load_GILMAN_PARKING2 |  |  | New | Load.Load_GILMAN_PARKING2 | Phases=1 | bus1=GILMAN_PARKING.2 | Kv=0.28 | 65.674 | Model=1 | Kvar=49.2555
Load.Load_US_2_HOPKINS1 | Load_US_2_HOPKINS1 | [7 empty] | Load.Load_GILMAN_PARKING3 |  |  | New | Load.Load_GILMAN_PARKING3 | Phases=1 | bus1=GILMAN_PARKING.3 | Kv=0.28 | 65.674 | Model=1 | Kvar=49.2555
Load.Load_US_2_HOPKINS2 | Load_US_2_HOPKINS2 | [7 empty] | Load.Load_PREUSS_SCHOOL1 |  |  | New | Load.Load_PREUSS_SCHOOL1 | Phases=1 | bus1=PREUSS_SCHOOL.1 | Kv=0.28 | 65.674 | Model=1 | Kvar=49.2555
Load.Load_US_2_HOPKINS3 | Load_US_2_HOPKINS3 | [7 empty] | Load.Load_PREUSS_SCHOOL2 |  |  | New | Load.Load_PREUSS_SCHOOL2 | Phases=1 | bus1=PREUSS_SCHOOL.2 | Kv=0.28 | 65.674 | Model=1 | Kvar=49.2555
Load.Load_BIRCH_AQ1 | Load_BIRCH_AQ1 | [7 empty] | Load.Load_PREUSS_SCHOOL3 |  |  | New | Load.Load_PREUSS_SCHOOL3 | Phases=1 | bus1=PREUSS_SCHOOL.3 | Kv=0.28 | 65.674 | Model=1 | Kvar=49.2555
Load.Load_BIRCH_AQ2 | Load_BIRCH_AQ2 | [7 empty] | Load.Load_NC_PARKING_4801 |  |  | New | Load.Load_NC_PARKING_4801 | Phases=1 | bus1=NC_PARKING_480.1 | Kv=0.28 | 65.674 | Model=1 | Kvar=49.2555
Load.Load_BIRCH_AQ3 | Load_BIRCH_AQ3 | [7 empty] | Load.Load_NC_PARKING_4802 |  |  | New | Load.Load_NC_PARKING_4802 | Phases=1 | bus1=NC_PARKING_480.2 | Kv=0.28 | 65.674 | Model=1 | Kvar=49.2555
Load.Load_USS_A1 | Load_USS_A1 | [7 empty] | Load.Load_NC_PARKING_4803 |  |  | New | Load.Load_NC_PARKING_4803 | Phases=1 | bus1=NC_PARKING_480.3 | Kv=0.28 | 65.674 | Model=1 | Kvar=49.2555
Load.Load_USS_A2 | Load_USS_A2 | [7 empty] | Load.Load_EC_OFFICE_BLDG1 |  |  | New | Load.Load_EC_OFFICE_BLDG1 | Phases=1 | bus1=EC_OFFICE_BLDG.1 | Kv=0.28 | 65.674 | Model=1 | Kvar=49.2555
Load.Load_USS_A3 | Load_USS_A3 | [7 empty] | Load.Load_EC_OFFICE_BLDG2 |  |  | New | Load.Load_EC_OFFICE_BLDG2 | Phases=1 | bus1=EC_OFFICE_BLDG.2 | Kv=0.28 | 65.674 | Model=1 | Kvar=49.2555
Load.Load_USS_B1 | Load_USS_B1 | [7 empty] | Load.Load_EC_OFFICE_BLDG3 |  |  | New | Load.Load_EC_OFFICE_BLDG3 | Phases=1 | bus1=EC_OFFICE_BLDG.3 | Kv=0.28 | 65.674 | Model=1 | Kvar=49.2555
Load.Load_USS_B2 | Load_USS_B2 | [7 empty] | Load.Load_SHILEY_EYE_CTR1 |  |  | New | Load.Load_SHILEY_EYE_CTR1 | Phases=1 | bus1=SHILEY_EYE_CTR.1 | Kv=0.28 | 65.674 | Model=1 | Kvar=49.2555
Load.Load_USS_B3 | Load_USS_B3 | [7 empty] | Load.Load_SHILEY_EYE_CTR2 |  |  | New | Load.Load_SHILEY_EYE_CTR2 | Phases=1 | bus1=SHILEY_EYE_CTR.2 | Kv=0.28 | 65.674 | Model=1 | Kvar=49.2555
Load.Load_USS_C_PC1 | Load_USS_C_PC1 | [7 empty] | Load.Load_SHILEY_EYE_CTR3 |  |  | New | Load.Load_SHILEY_EYE_CTR3 | Phases=1 | bus1=SHILEY_EYE_CTR.3 | Kv=0.28 | 65.674 | Model=1 | Kvar=49.2555
Load.Load_USS_C_PC2 | Load_USS_C_PC2 | [7 empty] | Load.Load_MULT_BLD_SEC1 |  |  | New | Load.Load_MULT_BLD_SEC1 | Phases=1 | bus1=MULT_BLD_SEC.1 | Kv=0.28 | 65.674 | Model=1 | Kvar=49.2555
Load.Load_USS_C_PC3 | Load_USS_C_PC3 | [7 empty] | Load.Load_MULT_BLD_SEC2 |  |  | New | Load.Load_MULT_BLD_SEC2 | Phases=1 | bus1=MULT_BLD_SEC.2 | Kv=0.28 | 65.674 | Model=1 | Kvar=49.2555
Load.Load_US_CPB1 | Load_US_CPB1 | [7 empty] | Load.Load_MULT_BLD_SEC3 |  |  | New | Load.Load_MULT_BLD_SEC3 | Phases=1 | bus1=MULT_BLD_SEC.3 | Kv=0.28 | 65.674 | Model=1 | Kvar=49.2555
Load.Load_US_CPB2 | Load_US_CPB2 | [7 empty] | Load.Load_LA_JOLLA_PLAY1 |  |  | New | Load.Load_LA_JOLLA_PLAY1 | Phases=1 | bus1=LA_JOLLA_PLAY.1 | Kv=0.28 | 65.674 | Model=1 | Kvar=49.2555
Load.Load_US_CPB3 | Load_US_CPB3 | [7 empty] | Load.Load_LA_JOLLA_PLAY2 |  |  | New | Load.Load_LA_JOLLA_PLAY2 | Phases=1 | bus1=LA_JOLLA_PLAY.2 | Kv=0.28 | 65.674 | Model=1 | Kvar=49.2555
Load.Load_CMRR1 | Load_CMRR1 | [7 empty] | Load.Load_LA_JOLLA_PLAY3 |  |  | New | Load.Load_LA_JOLLA_PLAY3 | Phases=1 | bus1=LA_JOLLA_PLAY.3 | Kv=0.28 | 65.674 | Model=1 | Kvar=49.2555
Load.Load_CMRR2 | Load_CMRR2 | [7 empty] | Load.Load_T_326_SEC1 |  |  | New | Load.Load_T_326_SEC1 | Phases=1 | bus1=T_326_SEC.1 | Kv=0.28 | 65.674 | Model=1 | Kvar=49.2555
Load.Load_CMRR3 | Load_CMRR3 | [7 empty] | Load.Load_T_326_SEC2 |  |  | New | Load.Load_T_326_SEC2 | Phases=1 | bus1=T_326_SEC.2 | Kv=0.28 | 65.674 | Model=1 | Kvar=49.2555
Generator.Gen_SG1_BUS1 | Gen_SG1_BUS1 | [7 empty] | Load.Load_T_326_SEC3 |  |  | New | Load.Load_T_326_SEC3 | Phases=1 | bus1=T_326_SEC.3 | Kv=0.28 | 65.674 | Model=1 | Kvar=49.2555
Generator.Gen_SG1_BUS2 | Gen_SG1_BUS2 | [7 empty] | Load.Load_PHARM_ESA1 |  |  | New | Load.Load_PHARM_ESA1 | Phases=1 | bus1=PHARM_ESA.1 | Kv=0.28 | 65.674 | Model=1 | Kvar=49.2555
Generator.Gen_SG1_BUS3 | Gen_SG1_BUS3 | [7 empty] | Load.Load_PHARM_ESA2 |  |  | New | Load.Load_PHARM_ESA2 | Phases=1 | bus1=PHARM_ESA.2 | Kv=0.28 | 65.674 | Model=1 | Kvar=49.2555
Generator.Gen_PSB1 | Gen_PSB1 | [7 empty] | Load.Load_PHARM_ESA3 |  |  | New | Load.Load_PHARM_ESA3 | Phases=1 | bus1=PHARM_ESA.3 | Kv=0.28 | 65.674 | Model=1 | Kvar=49.2555
Generator.Gen_PSB2 | Gen_PSB2 | [7 empty] | Load.Load_BIO_MED_SEC1 |  |  | New | Load.Load_BIO_MED_SEC1 | Phases=1 | bus1=BIO_MED_SEC.1 | Kv=0.28 | 65.674 | Model=1 | Kvar=49.2555
Generator.Gen_PSB3 | Gen_PSB3 | [7 empty] | Load.Load_BIO_MED_SEC2 |  |  | New | Load.Load_BIO_MED_SEC2 | Phases=1 | bus1=BIO_MED_SEC.2 | Kv=0.28 | 65.674 | Model=1 | Kvar=49.2555
Generator.Gen_PSA1 | Gen_PSA1 | [7 empty] | Load.Load_BIO_MED_SEC3 |  |  | New | Load.Load_BIO_MED_SEC3 | Phases=1 | bus1=BIO_MED_SEC.3 | Kv=0.28 | 65.674 | Model=1 | Kvar=49.2555
Generator.Gen_PSA2 | Gen_PSA2 | [7 empty] | Load.Load_STUD_ACAD1 |  |  | New | Load.Load_STUD_ACAD1 | Phases=1 | bus1=STUD_ACAD.1 | Kv=0.28 | 65.674 | Model=1 | Kvar=49.2555
Generator.Gen_PSA3 | Gen_PSA3 | [7 empty] | Load.Load_STUD_ACAD2 |  |  | New | Load.Load_STUD_ACAD2 | Phases=1 | bus1=STUD_ACAD.2 | Kv=0.28 | 65.674 | Model=1 | Kvar=49.2555
[9 empty] | Load.Load_STUD_ACAD3 |  |  | New | Load.Load_STUD_ACAD3 | Phases=1 | bus1=STUD_ACAD.3 | Kv=0.28 | 65.674 | Model=1 | Kvar=49.2555
[9 empty] | Load.Load_US_2_HOPKINS1 |  |  | New | Load.Load_US_2_HOPKINS1 | Phases=1 | bus1=US_2_HOPKINS.1 | Kv=0.28 | 65.674 | Model=1 | Kvar=49.2555
[9 empty] | Load.Load_US_2_HOPKINS2 |  |  | New | Load.Load_US_2_HOPKINS2 | Phases=1 | bus1=US_2_HOPKINS.2 | Kv=0.28 | 65.674 | Model=1 | Kvar=49.2555
[9 empty] | Load.Load_US_2_HOPKINS3 |  |  | New | Load.Load_US_2_HOPKINS3 | Phases=1 | bus1=US_2_HOPKINS.3 | Kv=0.28 | 65.674 | Model=1 | Kvar=49.2555
[9 empty] | Load.Load_BIRCH_AQ1 |  |  | New | Load.Load_BIRCH_AQ1 | Phases=1 | bus1=BIRCH_AQ.1 | Kv=0.28 | 65.674 | Model=1 | Kvar=49.2555
[9 empty] | Load.Load_BIRCH_AQ2 |  |  | New | Load.Load_BIRCH_AQ2 | Phases=1 | bus1=BIRCH_AQ.2 | Kv=0.28 | 65.674 | Model=1 | Kvar=49.2555
[9 empty] | Load.Load_BIRCH_AQ3 |  |  | New | Load.Load_BIRCH_AQ3 | Phases=1 | bus1=BIRCH_AQ.3 | Kv=0.28 | 65.674 | Model=1 | Kvar=49.2555
[9 empty] | Load.Load_USS_A1 |  |  | New | Load.Load_USS_A1 | Phases=1 | bus1=USS_A.1 | Kv=0.28 | 65.674 | Model=1 | Kvar=49.2555
[9 empty] | Load.Load_USS_A2 |  |  | New | Load.Load_USS_A2 | Phases=1 | bus1=USS_A.2 | Kv=0.28 | 65.674 | Model=1 | Kvar=49.2555
[9 empty] | Load.Load_USS_A3 |  |  | New | Load.Load_USS_A3 | Phases=1 | bus1=USS_A.3 | Kv=0.28 | 65.674 | Model=1 | Kvar=49.2555
[9 empty] | Load.Load_USS_B1 |  |  | New | Load.Load_USS_B1 | Phases=1 | bus1=USS_B.1 | Kv=0.28 | 65.674 | Model=1 | Kvar=49.2555
[9 empty] | Load.Load_USS_B2 |  |  | New | Load.Load_USS_B2 | Phases=1 | bus1=USS_B.2 | Kv=0.28 | 65.674 | Model=1 | Kvar=49.2555
[9 empty] | Load.Load_USS_B3 |  |  | New | Load.Load_USS_B3 | Phases=1 | bus1=USS_B.3 | Kv=0.28 | 65.674 | Model=1 | Kvar=49.2555
[9 empty] | Load.Load_USS_C_PC1 |  |  | New | Load.Load_USS_C_PC1 | Phases=1 | bus1=USS_C_PC.1 | Kv=0.28 | 65.674 | Model=1 | Kvar=49.2555
[9 empty] | Load.Load_USS_C_PC2 |  |  | New | Load.Load_USS_C_PC2 | Phases=1 | bus1=USS_C_PC.2 | Kv=0.28 | 65.674 | Model=1 | Kvar=49.2555
[9 empty] | Load.Load_USS_C_PC3 |  |  | New | Load.Load_USS_C_PC3 | Phases=1 | bus1=USS_C_PC.3 | Kv=0.28 | 65.674 | Model=1 | Kvar=49.2555
[9 empty] | Load.Load_US_CPB1 |  |  | New | Load.Load_US_CPB1 | Phases=1 | bus1=US_CPB.1 | Kv=0.28 | 65.674 | Model=1 | Kvar=49.2555
[9 empty] | Load.Load_US_CPB2 |  |  | New | Load.Load_US_CPB2 | Phases=1 | bus1=US_CPB.2 | Kv=0.28 | 65.674 | Model=1 | Kvar=49.2555
[9 empty] | Load.Load_US_CPB3 |  |  | New | Load.Load_US_CPB3 | Phases=1 | bus1=US_CPB.3 | Kv=0.28 | 65.674 | Model=1 | Kvar=49.2555
[9 empty] | Load.Load_CMRR1 |  |  | New | Load.Load_CMRR1 | Phases=1 | bus1=CMRR.1 | Kv=0.28 | 65.674 | Model=1 | Kvar=49.2555
[9 empty] | Load.Load_CMRR2 |  |  | New | Load.Load_CMRR2 | Phases=1 | bus1=CMRR.2 | Kv=0.28 | 65.674 | Model=1 | Kvar=49.2555
[9 empty] | Load.Load_CMRR3 |  |  | New | Load.Load_CMRR3 | Phases=1 | bus1=CMRR.3 | Kv=0.28 | 65.674 | Model=1 | Kvar=49.2555

## Sheet3
Pvsystem.PV_T_171_SEC1 | PV_T_171_SEC1
Pvsystem.PV_EBU2_LAB1 | PV_EBU2_LAB1
Pvsystem.PV_BIRCH_AQUARIUM1 | PV_BIRCH_AQUARIUM1
Pvsystem.PV_T_270_SEC1 | PV_T_270_SEC1
Pvsystem.PV_GILMAN_PARKING1 | PV_GILMAN_PARKING1
Pvsystem.PV_US_2_HOPKINS1 | PV_US_2_HOPKINS1
Pvsystem.PV_BIRCH_AQ1 | PV_BIRCH_AQ1
Pvsystem.PV_USS_A1 | PV_USS_A1
Pvsystem.PV_USS_B1 | PV_USS_B1
Pvsystem.PV_USS_C_PC1 | PV_USS_C_PC1
Load.Load_MCSS_MB1 | Load_MCSS_MB1
Load.Load_MCSS_MA1 | Load_MCSS_MA1
Load.Load_MCSS_MC1 | Load_MCSS_MC1
Load.Load_EAST_CAMPUS_11 | Load_EAST_CAMPUS_11
Load.Load_PSB1 | Load_PSB1
Load.Load_PRI_BIO_MED1 | Load_PRI_BIO_MED1
Load.Load_SS_64_SIO1 | Load_SS_64_SIO1
Load.Load_BLACK_BOX_PRI1 | Load_BLACK_BOX_PRI1
Load.Load_BLDG_3B_12KV1 | Load_BLDG_3B_12KV1
Load.Load_BLDG_3B_151 | Load_BLDG_3B_151
Load.Load_SS_36_RC1 | Load_SS_36_RC1
Load.Load_N_CAMPUS_B1 | Load_N_CAMPUS_B1
Load.Load_N_CAMPUS_C1 | Load_N_CAMPUS_C1
Load.Load_BUS_NC171 | Load_BUS_NC171
Load.Load_N_CAMPUS_A1 | Load_N_CAMPUS_A1
Load.Load_BUS_T_238_PRI1 | Load_BUS_T_238_PRI1
Load.Load_REVELLE_21 | Load_REVELLE_21
Load.Load_REVELLE_11 | Load_REVELLE_11
Load.Load_E_1_5_111 | Load_E_1_5_111
Load.Load_E_1_9_2_3051 | Load_E_1_9_2_3051
Load.Load_E_1_7_81 | Load_E_1_7_81
Load.Load_E_1_9_111 | Load_E_1_9_111
Load.Load_E_1_9_81 | Load_E_1_9_81
Load.Load_E_10_10_2021 | Load_E_10_10_2021
Load.Load_E_10_11_14_1091 | Load_E_10_11_14_1091
Load.Load_SIO_2_SUB1 | Load_SIO_2_SUB1
Load.Load_SIO_1_SUB1 | Load_SIO_1_SUB1
Load.Load_SS_83_MC_151 | Load_SS_83_MC_151
Load.Load_E_2_6_121 | Load_E_2_6_121
Load.Load_E_2_9_151 | Load_E_2_9_151
Load.Load_EAST_CAMPUS_31 | Load_EAST_CAMPUS_31
Load.Load_E_5_5_4361 | Load_E_5_5_4361
Load.Load_E_7_1_71 | Load_E_7_1_71
Load.Load_E_7_11_171 | Load_E_7_11_171
Load.Load_E_7_17_171 | Load_E_7_17_171
Load.Load_E_7_19_171 | Load_E_7_19_171
Load.Load_SS_42_WC1 | Load_SS_42_WC1
Load.Load_EBU2_LAB_PRI1 | Load_EBU2_LAB_PRI1
Load.Load_SW_T_0951 | Load_SW_T_0951
Load.Load_PSA1 | Load_PSA1
Load.Load_BUS_T_179_PRI1 | Load_BUS_T_179_PRI1
Load.Load_BUS_T_345_PRI1 | Load_BUS_T_345_PRI1
Load.Load_SS_31_RC1 | Load_SS_31_RC1
Load.Load_SS_30_RC1 | Load_SS_30_RC1
Load.Load_SB_B2A1 | Load_SB_B2A1
Load.Load_SS_52_SIO1 | Load_SS_52_SIO1
Load.Load_SS_82_WC1 | Load_SS_82_WC1
Load.Load_SS_91_WC1 | Load_SS_91_WC1
Load.Load_SS_92_ERC1 | Load_SS_92_ERC1
Load.Load_SVERD_US1_PRI1 | Load_SVERD_US1_PRI1
Load.Load_T_0501 | Load_T_0501
Load.Load_C_SERVICE_PRI1 | Load_C_SERVICE_PRI1
Load.Load_SW_T_071_0721 | Load_SW_T_071_0721
Load.Load_BUS_T_234_PRI1 | Load_BUS_T_234_PRI1
Load.Load_DB_CP1 | Load_DB_CP1
Load.Load_BUS_T_257_PRI1 | Load_BUS_T_257_PRI1
Load.Load_BUS_T_259_PRI1 | Load_BUS_T_259_PRI1
Load.Load_T_270_PRI1 | Load_T_270_PRI1
Load.Load_T_281_PRI1 | Load_T_281_PRI1
Load.Load_BUS_T_284_PRI1 | Load_BUS_T_284_PRI1
Load.Load_PRI_T_306_SHILEY1 | Load_PRI_T_306_SHILEY1
Load.Load_BUS_T_318_PRI1 | Load_BUS_T_318_PRI1
Load.Load_T_PHARM_ESA_P1 | Load_T_PHARM_ESA_P1
Load.Load_T_341_PRI1 | Load_T_341_PRI1
Load.Load_BUS_T_347_PRI1 | Load_BUS_T_347_PRI1
Load.Load_HEALTH_CENTER1 | Load_HEALTH_CENTER1
Load.Load_CRB_3B1 | Load_CRB_3B1
Load.Load_HUBBS_HALL1 | Load_HUBBS_HALL1
Load.Load_FACULTY_CLUB1 | Load_FACULTY_CLUB1
Load.Load_POWELL_STRUCT1 | Load_POWELL_STRUCT1
Load.Load_T_137_SEC_EBU11 | Load_T_137_SEC_EBU11
Load.Load_EBU1_T_1381 | Load_EBU1_T_1381
Load.Load_PHYS_ED_BLDGS1 | Load_PHYS_ED_BLDGS1
Load.Load_T_171_SEC1 | Load_T_171_SEC1
Load.Load_T_179_OCEANVIEW_SEC1 | Load_T_179_OCEANVIEW_SEC1
Load.Load_HI_BAY_PHYSICS1 | Load_HI_BAY_PHYSICS1
Load.Load_MANDEVILLE_CTR1 | Load_MANDEVILLE_CTR1
Load.Load_IGPP_SUB1 | Load_IGPP_SUB1
Load.Load_VISUAL_ARTS1 | Load_VISUAL_ARTS1
Load.Load_US_2_RIMAC1 | Load_US_2_RIMAC1
Load.Load_EBU2_LAB1 | Load_EBU2_LAB1
Load.Load_BIRCH_AQUARIUM1 | Load_BIRCH_AQUARIUM1
Load.Load_SVERDRUP_US11 | Load_SVERDRUP_US11
Load.Load_CENT_HALL1 | Load_CENT_HALL1
Load.Load_SERF_BLDG1 | Load_SERF_BLDG1
Load.Load_DANCE_STUDIO1 | Load_DANCE_STUDIO1
Load.Load_T_259_SEC1 | Load_T_259_SEC1
Load.Load_GALBRAITH_HALL1 | Load_GALBRAITH_HALL1
Load.Load_T_270_SEC1 | Load_T_270_SEC1
Load.Load_GILMAN_PARKING1 | Load_GILMAN_PARKING1
Load.Load_PREUSS_SCHOOL1 | Load_PREUSS_SCHOOL1
Load.Load_NC_PARKING_4801 | Load_NC_PARKING_4801
Load.Load_EC_OFFICE_BLDG1 | Load_EC_OFFICE_BLDG1
Load.Load_SHILEY_EYE_CTR1 | Load_SHILEY_EYE_CTR1
Load.Load_MULT_BLD_SEC1 | Load_MULT_BLD_SEC1
Load.Load_LA_JOLLA_PLAY1 | Load_LA_JOLLA_PLAY1
Load.Load_T_326_SEC1 | Load_T_326_SEC1
Load.Load_PHARM_ESA1 | Load_PHARM_ESA1
Load.Load_BIO_MED_SEC1 | Load_BIO_MED_SEC1
Load.Load_STUD_ACAD1 | Load_STUD_ACAD1
Load.Load_US_2_HOPKINS1 | Load_US_2_HOPKINS1
Load.Load_BIRCH_AQ1 | Load_BIRCH_AQ1
Load.Load_USS_A1 | Load_USS_A1
Load.Load_USS_B1 | Load_USS_B1
Load.Load_USS_C_PC1 | Load_USS_C_PC1
Load.Load_US_CPB1 | Load_US_CPB1
Load.Load_CMRR1 | Load_CMRR1
Generator.Gen_SG1_BUS1 | Gen_SG1_BUS1
Generator.Gen_PSB1 | Gen_PSB1
Generator.Gen_PSA1 | Gen_PSA1

## Sheet4
a | New | Pvsystem.PV_T_171_SEC1 | phases=1 | bus1=T_171_SEC.1 | kv=0.28 | irradiance=1 | Pmpp=95.7 | kvar=0 | kVA=95.7 | %cutin=0 | %cutout=0 | 95.7 | 112.926
a | New | Pvsystem.PV_EBU2_LAB1 | phases=1 | bus1=EBU2_LAB.1 | kv=0.28 | irradiance=1 | Pmpp=26.7867 | kvar=0 | kVA=26.7867 | %cutin=0 | %cutout=0 | 26.7867 | 31.6083
a | New | Pvsystem.PV_BIRCH_AQUARIUM1 | phases=1 | bus1=BIRCH_AQUARIUM.1 | kv=0.28 | irradiance=1 | Pmpp=3.28 | kvar=0 | kVA=3.28 | %cutin=0 | %cutout=0 | 3.28 | 3.8704
a | New | Pvsystem.PV_T_270_SEC1 | phases=1 | bus1=T_270_SEC.1 | kv=0.28 | irradiance=1 | Pmpp=9.5667 | kvar=0 | kVA=9.5667 | %cutin=0 | %cutout=0 | 9.5667 | 11.2887
a | New | Pvsystem.PV_GILMAN_PARKING1 | phases=1 | bus1=GILMAN_PARKING.1 | kv=0.28 | irradiance=1 | Pmpp=64.9867 | kvar=0 | kVA=64.9867 | %cutin=0 | %cutout=0 | 64.9867 | 76.6843
a | New | Pvsystem.PV_US_2_HOPKINS1 | phases=1 | bus1=US_2_HOPKINS.1 | kv=0.28 | irradiance=1 | Pmpp=112.6667 | kvar=0 | kVA=112.6667 | %cutin=0 | %cutout=0 | 112.6667 | 132.9467
a | New | Pvsystem.PV_BIRCH_AQ1 | phases=1 | bus1=BIRCH_AQ.1 | kv=0.28 | irradiance=1 | Pmpp=13.12 | kvar=0 | kVA=13.12 | %cutin=0 | %cutout=0 | 13.12 | 15.4816
a | New | Pvsystem.PV_USS_A1 | phases=1 | bus1=USS_A.1 | kv=0.28 | irradiance=1 | Pmpp=43.0467 | kvar=0 | kVA=43.0467 | %cutin=0 | %cutout=0 | 43.0467 | 50.7951
a | New | Pvsystem.PV_USS_B1 | phases=1 | bus1=USS_B.1 | kv=0.28 | irradiance=1 | Pmpp=15.3 | kvar=0 | kVA=15.3 | %cutin=0 | %cutout=0 | 15.3 | 18.054
a | New | Pvsystem.PV_USS_C_PC1 | phases=1 | bus1=USS_C_PC.1 | kv=0.28 | irradiance=1 | Pmpp=10.5233 | kvar=0 | kVA=10.5233 | %cutin=0 | %cutout=0 | 10.5233 | 12.4175
a | New | Load.Load_MCSS_MB1 | Phases=1 | bus1=MCSS_MB.1 | Kv=7.2 | Kw=666.74 | Model=1 | Kvar=500.055 |  |  |  | 666.74 | 786.7532
a | New | Load.Load_MCSS_MA1 | Phases=1 | bus1=MCSS_MA.1 | Kv=7.2 | Kw=471.8686 | Model=1 | Kvar=354.0514 |  |  |  | 471.8686 | 556.8049
a | New | Load.Load_MCSS_MC1 | Phases=1 | bus1=MCSS_MC.1 | Kv=7.2 | Kw=75.674 | Model=1 | Kvar=56.7555 |  |  |  | 75.674 | 89.2953
a | New | Load.Load_EAST_CAMPUS_11 | Phases=1 | bus1=EAST_CAMPUS_1.1 | Kv=7.2 | Kw=30 | Model=1 | Kvar=22.5 |  |  |  | 30 | 35.4
a | New | Load.Load_PSB1 | Phases=1 | bus1=PSB.1 | Kv=7.2 | Kw=86.9487 | Model=1 | Kvar=65.2115 |  |  |  | 86.9487 | 102.5995
a | New | Load.Load_PRI_BIO_MED1 | Phases=1 | bus1=PRI_BIO_MED.1 | Kv=7.2 | Kw=408.037 | Model=1 | Kvar=306.0278 |  |  |  | 408.037 | 481.4837
a | New | Load.Load_SS_64_SIO1 | Phases=1 | bus1=SS_64_SIO.1 | Kv=7.2 | Kw=134.7191 | Model=1 | Kvar=94.6639 |  |  |  | 134.7191 | 158.9685
a | New | Load.Load_BLACK_BOX_PRI1 | Phases=1 | bus1=BLACK_BOX_PRI.1 | Kv=7.2 | Kw=166.5877 | Model=1 | Kvar=124.9408 |  |  |  | 166.5877 | 196.5735
a | New | Load.Load_BLDG_3B_12KV1 | Phases=1 | bus1=BLDG_3B_12KV.1 | Kv=7.2 | Kw=217.022 | Model=1 | Kvar=162.7665 |  |  |  | 217.022 | 256.086
a | New | Load.Load_BLDG_3B_151 | Phases=1 | bus1=BLDG_3B_15.1 | Kv=7.2 | Kw=105.674 | Model=1 | Kvar=79.2555 |  |  |  | 105.674 | 124.6953
a | New | Load.Load_SS_36_RC1 | Phases=1 | bus1=SS_36_RC.1 | Kv=7.2 | Kw=273.0656 | Model=1 | Kvar=204.7992 |  |  |  | 273.0656 | 322.2174
a | New | Load.Load_N_CAMPUS_B1 | Phases=1 | bus1=N_CAMPUS_B.1 | Kv=7.2 | Kw=306.2272 | Model=1 | Kvar=229.6704 |  |  |  | 306.2272 | 361.3481
a | New | Load.Load_N_CAMPUS_C1 | Phases=1 | bus1=N_CAMPUS_C.1 | Kv=7.2 | Kw=131.348 | Model=1 | Kvar=98.511 |  |  |  | 131.348 | 154.9906
a | New | Load.Load_BUS_NC171 | Phases=1 | bus1=BUS_NC17.1 | Kv=7.2 | Kw=2.0992 | Model=1 | Kvar=1.5744 |  |  |  | 2.0992 | 2.4771
a | New | Load.Load_N_CAMPUS_A1 | Phases=1 | bus1=N_CAMPUS_A.1 | Kv=7.2 | Kw=144.3404 | Model=1 | Kvar=108.2553 |  |  |  | 144.3404 | 170.3217
a | New | Load.Load_BUS_T_238_PRI1 | Phases=1 | bus1=BUS_T_238_PRI.1 | Kv=7.2 | Kw=112.6447 | Model=1 | Kvar=84.4835 |  |  |  | 112.6447 | 132.9207
a | New | Load.Load_REVELLE_21 | Phases=1 | bus1=REVELLE_2.1 | Kv=7.2 | Kw=851.8108 | Model=1 | Kvar=638.8582 |  |  |  | 851.8108 | 1005.1367
a | New | Load.Load_REVELLE_11 | Phases=1 | bus1=REVELLE_1.1 | Kv=7.2 | Kw=708.421 | Model=1 | Kvar=531.3157 |  |  |  | 708.421 | 835.9368
a | New | Load.Load_E_1_5_111 | Phases=1 | bus1=E_1_5_11.1 | Kv=7.2 | Kw=72.5592 | Model=1 | Kvar=54.4194 |  |  |  | 72.5592 | 85.6199
a | New | Load.Load_E_1_9_2_3051 | Phases=1 | bus1=E_1_9_2_305.1 | Kv=7.2 | Kw=35.7466 | Model=1 | Kvar=26.81 |  |  |  | 35.7466 | 42.181
a | New | Load.Load_E_1_7_81 | Phases=1 | bus1=E_1_7_8.1 | Kv=7.2 | Kw=150.0513 | Model=1 | Kvar=112.5385 |  |  |  | 150.0513 | 177.0605
a | New | Load.Load_E_1_9_111 | Phases=1 | bus1=E_1_9_11.1 | Kv=7.2 | Kw=131.348 | Model=1 | Kvar=98.511 |  |  |  | 131.348 | 154.9906
a | New | Load.Load_E_1_9_81 | Phases=1 | bus1=E_1_9_8.1 | Kv=7.2 | Kw=43.1829 | Model=1 | Kvar=32.3872 |  |  |  | 43.1829 | 50.9558
a | New | Load.Load_E_10_10_2021 | Phases=1 | bus1=E_10_10_202.1 | Kv=7.2 | Kw=193.6509 | Model=1 | Kvar=151.6136 |  |  |  | 193.6509 | 228.5081
a | New | Load.Load_E_10_11_14_1091 | Phases=1 | bus1=E_10_11_14_109.1 | Kv=7.2 | Kw=17.564 | Model=1 | Kvar=13.173 |  |  |  | 17.564 | 20.7255
a | New | Load.Load_SIO_2_SUB1 | Phases=1 | bus1=SIO_2_SUB.1 | Kv=7.2 | Kw=284.4927 | Model=1 | Kvar=211.8911 |  |  |  | 284.4927 | 335.7014
a | New | Load.Load_SIO_1_SUB1 | Phases=1 | bus1=SIO_1_SUB.1 | Kv=7.2 | Kw=243.3121 | Model=1 | Kvar=183.2801 |  |  |  | 243.3121 | 287.1083
a | New | Load.Load_SS_83_MC_151 | Phases=1 | bus1=SS_83_MC_15.1 | Kv=7.2 | Kw=117.9853 | Model=1 | Kvar=88.489 |  |  |  | 117.9853 | 139.2227
a | New | Load.Load_E_2_6_121 | Phases=1 | bus1=E_2_6_12.1 | Kv=7.2 | Kw=98.511 | Model=1 | Kvar=73.8832 |  |  |  | 98.511 | 116.243
a | New | Load.Load_E_2_9_151 | Phases=1 | bus1=E_2_9_15.1 | Kv=7.2 | Kw=86.0443 | Model=1 | Kvar=64.5332 |  |  |  | 86.0443 | 101.5323
a | New | Load.Load_EAST_CAMPUS_31 | Phases=1 | bus1=EAST_CAMPUS_3.1 | Kv=7.2 | Kw=292.696 | Model=1 | Kvar=219.5221 |  |  |  | 292.696 | 345.3813
a | New | Load.Load_E_5_5_4361 | Phases=1 | bus1=E_5_5_436.1 | Kv=7.2 | Kw=69.2588 | Model=1 | Kvar=51.9441 |  |  |  | 69.2588 | 81.7254
a | New | Load.Load_E_7_1_71 | Phases=1 | bus1=E_7_1_7.1 | Kv=7.2 | Kw=41.8527 | Model=1 | Kvar=31.3895 |  |  |  | 41.8527 | 49.3862
a | New | Load.Load_E_7_11_171 | Phases=1 | bus1=E_7_11_17.1 | Kv=7.2 | Kw=106.1237 | Model=1 | Kvar=79.5928 |  |  |  | 106.1237 | 125.226
a | New | Load.Load_E_7_17_171 | Phases=1 | bus1=E_7_17_17.1 | Kv=7.2 | Kw=85.5557 | Model=1 | Kvar=64.1668 |  |  |  | 85.5557 | 100.9557
a | New | Load.Load_E_7_19_171 | Phases=1 | bus1=E_7_19_17.1 | Kv=7.2 | Kw=502.2538 | Model=1 | Kvar=385.7431 |  |  |  | 502.2538 | 592.6595
a | New | Load.Load_SS_42_WC1 | Phases=1 | bus1=SS_42_WC.1 | Kv=7.2 | Kw=22.4911 | Model=1 | Kvar=16.8683 |  |  |  | 22.4911 | 26.5395
a | New | Load.Load_EBU2_LAB_PRI1 | Phases=1 | bus1=EBU2_LAB_PRI.1 | Kv=7.2 | Kw=63.5748 | Model=1 | Kvar=47.6811 |  |  |  | 63.5748 | 75.0183
a | New | Load.Load_SW_T_0951 | Phases=1 | bus1=SW_T_095.1 | Kv=7.2 | Kw=120.5523 | Model=1 | Kvar=90.4142 |  |  |  | 120.5523 | 142.2517
a | New | Load.Load_PSA1 | Phases=1 | bus1=PSA.1 | Kv=7.2 | Kw=394.044 | Model=1 | Kvar=295.533 |  |  |  | 394.044 | 464.9719
a | New | Load.Load_BUS_T_179_PRI1 | Phases=1 | bus1=BUS_T_179_PRI.1 | Kv=7.2 | Kw=55.0089 | Model=1 | Kvar=32.2039 |  |  |  | 55.0089 | 64.9105
a | New | Load.Load_BUS_T_345_PRI1 | Phases=1 | bus1=BUS_T_345_PRI.1 | Kv=7.2 | Kw=513.5213 | Model=1 | Kvar=385.141 |  |  |  | 513.5213 | 605.9551
a | New | Load.Load_SS_31_RC1 | Phases=1 | bus1=SS_31_RC.1 | Kv=7.2 | Kw=252.3264 | Model=1 | Kvar=189.2448 |  |  |  | 252.3264 | 297.7452
a | New | Load.Load_SS_30_RC1 | Phases=1 | bus1=SS_30_RC.1 | Kv=7.2 | Kw=536.1877 | Model=1 | Kvar=402.1408 |  |  |  | 536.1877 | 632.7015
a | New | Load.Load_SB_B2A1 | Phases=1 | bus1=SB_B2A.1 | Kv=7.2 | Kw=699.577 | Model=1 | Kvar=524.6827 |  |  |  | 699.577 | 825.5009
a | New | Load.Load_SS_52_SIO1 | Phases=1 | bus1=SS_52_SIO.1 | Kv=7.2 | Kw=172.4608 | Model=1 | Kvar=128.5496 |  |  |  | 172.4608 | 203.5037
a | New | Load.Load_SS_82_WC1 | Phases=1 | bus1=SS_82_WC.1 | Kv=7.2 | Kw=262.696 | Model=1 | Kvar=197.022 |  |  |  | 262.696 | 309.9813
a | New | Load.Load_SS_91_WC1 | Phases=1 | bus1=SS_91_WC.1 | Kv=7.2 | Kw=197.022 | Model=1 | Kvar=147.7665 |  |  |  | 197.022 | 232.486
a | New | Load.Load_SS_92_ERC1 | Phases=1 | bus1=SS_92_ERC.1 | Kv=7.2 | Kw=131.348 | Model=1 | Kvar=98.511 |  |  |  | 131.348 | 154.9906
a | New | Load.Load_SVERD_US1_PRI1 | Phases=1 | bus1=SVERD_US1_PRI.1 | Kv=7.2 | Kw=175.2253 | Model=1 | Kvar=132.8974 |  |  |  | 175.2253 | 206.7659
a | New | Load.Load_T_0501 | Phases=1 | bus1=T_050.1 | Kv=7.2 | Kw=63.5234 | Model=1 | Kvar=47.4926 |  |  |  | 63.5234 | 74.9576
a | New | Load.Load_C_SERVICE_PRI1 | Phases=1 | bus1=C_SERVICE_PRI.1 | Kv=7.2 | Kw=155.1693 | Model=1 | Kvar=116.377 |  |  |  | 155.1693 | 183.0998
a | New | Load.Load_SW_T_071_0721 | Phases=1 | bus1=SW_T_071/072.1 | Kv=7.2 | Kw=62.5467 | Model=1 | Kvar=46.91 |  |  |  | 62.5467 | 73.8051
a | New | Load.Load_BUS_T_234_PRI1 | Phases=1 | bus1=BUS_T_234_PRI.1 | Kv=7.2 | Kw=44.3993 | Model=1 | Kvar=33.2995 |  |  |  | 44.3993 | 52.3912
a | New | Load.Load_DB_CP1 | Phases=1 | bus1=DB_CP.1 | Kv=2.4 | Kw=378.779 | Model=1 | Kvar=284.0843 |  |  |  | 378.779 | 446.9592
a | New | Load.Load_BUS_T_257_PRI1 | Phases=1 | bus1=BUS_T_257_PRI.1 | Kv=7.2 | Kw=48.11 | Model=1 | Kvar=36.0825 |  |  |  | 48.11 | 56.7698
a | New | Load.Load_BUS_T_259_PRI1 | Phases=1 | bus1=BUS_T_259_PRI.1 | Kv=2.4 | Kw=29.591 | Model=1 | Kvar=22.1933 |  |  |  | 29.591 | 34.9174
a | New | Load.Load_T_270_PRI1 | Phases=1 | bus1=T_270_PRI.1 | Kv=7.2 | Kw=192.7155 | Model=1 | Kvar=144.5366 |  |  |  | 192.7155 | 227.4043
a | New | Load.Load_T_281_PRI1 | Phases=1 | bus1=T_281_PRI.1 | Kv=7.2 | Kw=98.0731 | Model=1 | Kvar=73.5548 |  |  |  | 98.0731 | 115.7263
a | New | Load.Load_BUS_T_284_PRI1 | Phases=1 | bus1=BUS_T_284_PRI.1 | Kv=7.2 | Kw=108.6633 | Model=1 | Kvar=81.4975 |  |  |  | 108.6633 | 128.2227
a | New | Load.Load_PRI_T_306_SHILEY1 | Phases=1 | bus1=PRI_T_306_SHILEY.1 | Kv=7.2 | Kw=66.3957 | Model=1 | Kvar=49.7968 |  |  |  | 66.3957 | 78.3469
a | New | Load.Load_BUS_T_318_PRI1 | Phases=1 | bus1=BUS_T_318_PRI.1 | Kv=7.2 | Kw=29.9274 | Model=1 | Kvar=22.4455 |  |  |  | 29.9274 | 35.3143
a | New | Load.Load_T_PHARM_ESA_P1 | Phases=1 | bus1=T_PHARM_ESA_P.1 | Kv=7.2 | Kw=207.6785 | Model=1 | Kvar=155.7589 |  |  |  | 207.6785 | 245.0606
a | New | Load.Load_T_341_PRI1 | Phases=1 | bus1=T_341_PRI.1 | Kv=7.2 | Kw=3.1148 | Model=1 | Kvar=2.3361 |  |  |  | 3.1148 | 3.6755
a | New | Load.Load_BUS_T_347_PRI1 | Phases=1 | bus1=BUS_T_347_PRI.1 | Kv=7.2 | Kw=222.2463 | Model=1 | Kvar=166.6847 |  |  |  | 222.2463 | 262.2506
a | New | Load.Load_HEALTH_CENTER1 | Phases=1 | bus1=HEALTH_CENTER.1 | Kv=0.12 | Kw=10 | Model=1 | Kvar=7.5 |  |  |  | 10 | 11.8
a | New | Load.Load_CRB_3B1 | Phases=1 | bus1=CRB_3B.1 | Kv=0.28 | Kw=65.674 | Model=1 | Kvar=49.2555 |  |  |  | 65.674 | 77.4953
a | New | Load.Load_HUBBS_HALL1 | Phases=1 | bus1=HUBBS_HALL.1 | Kv=0.28 | Kw=65.674 | Model=1 | Kvar=49.2555 |  |  |  | 65.674 | 77.4953
a | New | Load.Load_FACULTY_CLUB1 | Phases=1 | bus1=FACULTY_CLUB.1 | Kv=0.12 | Kw=65.674 | Model=1 | Kvar=49.2555 |  |  |  | 65.674 | 77.4953
a | New | Load.Load_POWELL_STRUCT1 | Phases=1 | bus1=POWELL_STRUCT.1 | Kv=0.28 | Kw=65.674 | Model=1 | Kvar=49.2555 |  |  |  | 65.674 | 77.4953
a | New | Load.Load_T_137_SEC_EBU11 | Phases=1 | bus1=T_137_SEC_EBU1.1 | Kv=0.28 | Kw=65.674 | Model=1 | Kvar=49.2555 |  |  |  | 65.674 | 77.4953
a | New | Load.Load_EBU1_T_1381 | Phases=1 | bus1=EBU1_T_138.1 | Kv=0.28 | Kw=65.674 | Model=1 | Kvar=49.2555 |  |  |  | 65.674 | 77.4953
a | New | Load.Load_PHYS_ED_BLDGS1 | Phases=1 | bus1=PHYS_ED_BLDGS.1 | Kv=0.28 | Kw=65.674 | Model=1 | Kvar=49.2555 |  |  |  | 65.674 | 77.4953
a | New | Load.Load_T_171_SEC1 | Phases=1 | bus1=T_171_SEC.1 | Kv=0.28 | Kw=65.674 | Model=1 | Kvar=49.2555 |  |  |  | 65.674 | 77.4953
a | New | Load.Load_T_179_OCEANVIEW_SEC1 | Phases=1 | bus1=T_179_OCEANVIEW_SEC.1 | Kv=0.12 | Kw=10 | Model=1 | Kvar=7.5 |  |  |  | 10 | 11.8
a | New | Load.Load_HI_BAY_PHYSICS1 | Phases=1 | bus1=HI_BAY_PHYSICS.1 | Kv=0.28 | Kw=65.674 | Model=1 | Kvar=49.2555 |  |  |  | 65.674 | 77.4953
a | New | Load.Load_MANDEVILLE_CTR1 | Phases=1 | bus1=MANDEVILLE_CTR.1 | Kv=0.28 | Kw=65.674 | Model=1 | Kvar=49.2555 |  |  |  | 65.674 | 77.4953
a | New | Load.Load_IGPP_SUB1 | Phases=1 | bus1=IGPP_SUB.1 | Kv=0.28 | Kw=65.674 | Model=1 | Kvar=49.2555 |  |  |  | 65.674 | 77.4953
a | New | Load.Load_VISUAL_ARTS1 | Phases=1 | bus1=VISUAL_ARTS.1 | Kv=0.28 | Kw=65.674 | Model=1 | Kvar=49.2555 |  |  |  | 65.674 | 77.4953
a | New | Load.Load_US_2_RIMAC1 | Phases=1 | bus1=US_2_RIMAC.1 | Kv=0.28 | Kw=65.674 | Model=1 | Kvar=49.2555 |  |  |  | 65.674 | 77.4953
a | New | Load.Load_EBU2_LAB1 | Phases=1 | bus1=EBU2_LAB.1 | Kv=0.28 | Kw=65.674 | Model=1 | Kvar=49.2555 |  |  |  | 65.674 | 77.4953
a | New | Load.Load_BIRCH_AQUARIUM1 | Phases=1 | bus1=BIRCH_AQUARIUM.1 | Kv=0.28 | Kw=65.674 | Model=1 | Kvar=49.2555 |  |  |  | 65.674 | 77.4953
a | New | Load.Load_SVERDRUP_US11 | Phases=1 | bus1=SVERDRUP_US1.1 | Kv=0.12 | Kw=65.674 | Model=1 | Kvar=49.2555 |  |  |  | 65.674 | 77.4953
a | New | Load.Load_CENT_HALL1 | Phases=1 | bus1=CENT_HALL.1 | Kv=0.28 | Kw=65.674 | Model=1 | Kvar=49.2555 |  |  |  | 65.674 | 77.4953
a | New | Load.Load_SERF_BLDG1 | Phases=1 | bus1=SERF_BLDG.1 | Kv=0.28 | Kw=65.674 | Model=1 | Kvar=49.2555 |  |  |  | 65.674 | 77.4953
a | New | Load.Load_DANCE_STUDIO1 | Phases=1 | bus1=DANCE_STUDIO.1 | Kv=0.12 | Kw=65.674 | Model=1 | Kvar=49.2555 |  |  |  | 65.674 | 77.4953
a | New | Load.Load_T_259_SEC1 | Phases=1 | bus1=T_259_SEC.1 | Kv=0.12 | Kw=10 | Model=1 | Kvar=7.5 |  |  |  | 10 | 11.8
a | New | Load.Load_GALBRAITH_HALL1 | Phases=1 | bus1=GALBRAITH_HALL.1 | Kv=0.28 | Kw=65.674 | Model=1 | Kvar=49.2555 |  |  |  | 65.674 | 77.4953
a | New | Load.Load_T_270_SEC1 | Phases=1 | bus1=T_270_SEC.1 | Kv=0.28 | Kw=10 | Model=1 | Kvar=7.5 |  |  |  | 10 | 11.8
a | New | Load.Load_GILMAN_PARKING1 | Phases=1 | bus1=GILMAN_PARKING.1 | Kv=0.28 | Kw=65.674 | Model=1 | Kvar=49.2555 |  |  |  | 65.674 | 77.4953
a | New | Load.Load_PREUSS_SCHOOL1 | Phases=1 | bus1=PREUSS_SCHOOL.1 | Kv=0.28 | Kw=65.674 | Model=1 | Kvar=49.2555 |  |  |  | 65.674 | 77.4953
a | New | Load.Load_NC_PARKING_4801 | Phases=1 | bus1=NC_PARKING_480.1 | Kv=0.28 | Kw=65.674 | Model=1 | Kvar=49.2555 |  |  |  | 65.674 | 77.4953
a | New | Load.Load_EC_OFFICE_BLDG1 | Phases=1 | bus1=EC_OFFICE_BLDG.1 | Kv=0.28 | Kw=65.674 | Model=1 | Kvar=49.2555 |  |  |  | 65.674 | 77.4953
a | New | Load.Load_SHILEY_EYE_CTR1 | Phases=1 | bus1=SHILEY_EYE_CTR.1 | Kv=0.28 | Kw=65.674 | Model=1 | Kvar=49.2555 |  |  |  | 65.674 | 77.4953
a | New | Load.Load_MULT_BLD_SEC1 | Phases=1 | bus1=MULT_BLD_SEC.1 | Kv=0.28 | Kw=65.674 | Model=1 | Kvar=49.2555 |  |  |  | 65.674 | 77.4953
a | New | Load.Load_LA_JOLLA_PLAY1 | Phases=1 | bus1=LA_JOLLA_PLAY.1 | Kv=0.28 | Kw=65.674 | Model=1 | Kvar=49.2555 |  |  |  | 65.674 | 77.4953
a | New | Load.Load_T_326_SEC1 | Phases=1 | bus1=T_326_SEC.1 | Kv=0.28 | Kw=65.674 | Model=1 | Kvar=49.2555 |  |  |  | 65.674 | 77.4953
a | New | Load.Load_PHARM_ESA1 | Phases=1 | bus1=PHARM_ESA.1 | Kv=0.28 | Kw=65.674 | Model=1 | Kvar=49.2555 |  |  |  | 65.674 | 77.4953
a | New | Load.Load_BIO_MED_SEC1 | Phases=1 | bus1=BIO_MED_SEC.1 | Kv=0.28 | Kw=65.674 | Model=1 | Kvar=49.2555 |  |  |  | 65.674 | 77.4953
a | New | Load.Load_STUD_ACAD1 | Phases=1 | bus1=STUD_ACAD.1 | Kv=0.28 | Kw=65.674 | Model=1 | Kvar=49.2555 |  |  |  | 65.674 | 77.4953
a | New | Load.Load_US_2_HOPKINS1 | Phases=1 | bus1=US_2_HOPKINS.1 | Kv=0.28 | Kw=65.674 | Model=1 | Kvar=49.2555 |  |  |  | 65.674 | 77.4953
a | New | Load.Load_BIRCH_AQ1 | Phases=1 | bus1=BIRCH_AQ.1 | Kv=0.28 | Kw=65.674 | Model=1 | Kvar=49.2555 |  |  |  | 65.674 | 77.4953
a | New | Load.Load_USS_A1 | Phases=1 | bus1=USS_A.1 | Kv=0.28 | Kw=65.674 | Model=1 | Kvar=49.2555 |  |  |  | 65.674 | 77.4953
a | New | Load.Load_USS_B1 | Phases=1 | bus1=USS_B.1 | Kv=0.28 | Kw=65.674 | Model=1 | Kvar=49.2555 |  |  |  | 65.674 | 77.4953
a | New | Load.Load_USS_C_PC1 | Phases=1 | bus1=USS_C_PC.1 | Kv=0.28 | Kw=65.674 | Model=1 | Kvar=49.2555 |  |  |  | 65.674 | 77.4953
a | New | Load.Load_US_CPB1 | Phases=1 | bus1=US_CPB.1 | Kv=0.28 | Kw=65.674 | Model=1 | Kvar=49.2555 |  |  |  | 65.674 | 77.4953
a | New | Load.Load_CMRR1 | Phases=1 | bus1=CMRR.1 | Kv=0.28 | Kw=65.674 | Model=1 | Kvar=49.2555 |  |  |  | 65.674 | 77.4953
a | New | Generator.Gen_SG1_BUS1 | Phases=1 | bus1=SG1_BUS.1 | Kv=7.2 | Kw=1000 | Model=1 | Kvar=539.7428 |  |  |  | 1000
a | New | Generator.Gen_PSB1 | Phases=1 | bus1=PSB.1 | Kv=7.2 | Kw=5100 | Model=1 | Kvar=2752.6884 |  |  |  | 5100
a | New | Generator.Gen_PSA1 | Phases=1 | bus1=PSA.1 | Kv=7.2 | Kw=5100 | Model=1 | Kvar=2752.6884 |  |  |  | 5100